## Sheet1
name | cluster
Release Hold - SST Foundation | 999
SST Foundations - Revise / IFC | 999
SST Foundations - Design / IFR / IFOA | 999
SST Foundations - Internal Review | 999
Heat Balance - Final | 998
$-Issue Final Heat Balances - Approved for Design | 998
Heat Balance / Material Balance / Water Balance | 998
Heat Balance - Preliminary | 998
Thermal Control | 998
STP System HSB Isometric - Revise / Check / IFC | 997
HPS System HSB Isometric - Revise / Check / IFC | 997
HRH System HSB Isometric - Revise / Check / IFC | 997
LPS System HSB Isometric - Revise / Check / IFC | 997
CRH System HSB Isometric - Revise / Check / IFC | 997
Demin Storage & Transfer System Turnover Walk with PGN | 996
Demin Storage & Transfer Notification of Turnover Walk to PGN | 996
Ammonia Storage and Transfer System Turnover Walk with PGN | 996
Ammonia Storage and Transfer Notification of Turnover Walk to PGN | 996
$-Unit 1 - Pour Last Duct bank in HRSG Area [HRSG1A] | 995
$-Unit 3 - Pour Last Duct bank in HRSG Area [HRSG1C] | 995
$-Unit 2 - Pour Last Duct bank in HRSG Area [HRSG1B] | 995
Circulating Water/Condenser Area Foundation | 994
Circ Water/Condensate Area Foundation - Design / IFR / IFOA | 994
Circ Water/Condensate Area Foundation- Internal Review | 994
Circ Water/Condensate Area Foundation- Revise / IFC | 994
Bypass Stack | 993
Main Stack | 993
Stacks | 993
Stack to Top | 993
Install LPS [443] Bypass Lines to the Condenser (3 each) | 992
Install HRH [442] Bypass Lines to the Condenser (3 each) | 992
F/R/P HRSG 1A Duct Brnr & Pr Red Skid [154/155] Fdns | 991
F/R/P HRSG 1C Duct Brnr & Pr Red Skid [154/155] Fdns | 991
F/R/P HRSG 1B Duct Brnr & Pr Red Skid [154/155] Fdns | 991
Site Set-up / Slab and Cut Prep | 990
Cut Slab into Sections | 990
Condensate Pit Fndn - Revise / IFC | 989
Condensate Pit Foundation | 989
Condensate Pit Fndn - Design / IFR / IFOA | 989
Condensate Pit Fndn - Internal Review | 989
Install Condensate Pit Access Steel | 989
Common Fuel Oil Loop checks | 988
Test Fuel Oil | 988
Common Fuel Oil Breaker Checks | 988
Test Fuel Oil and Fuel Gas Pipe | 988
F/R/P CTG 1B Drain Tank Vault | 987
F/R/P CTG 1A Drain Tank Vault | 987
F/R/P CTG 1C Drain Tank Vault | 987
Misc Studies/Calcs | 986
Misc. Aux Equipment | 986
Misc | 986
Fire Protection- Vendor Submit Drawings (ME) | 985
Fire Protection - Vendor Submit Drawings (ST) | 985
Fire Protection - Review Vendor Drawings / Return (ME) | 985
Fire Protection - Review Vendor Drawings / Return (ST) | 985
Install U/G Pipe from Powerblock to Rack | 984
Pipe Rack Modifications | 984
Pipe Rack Modifications - Internal Review | 984
Install Misc. Rack Pipe Mods / Platforms / Etc. | 984
Install HRSG 1C Reheat SB Pipe | 983
Install HRSG 1C Reheat LB Piping (NIGHT SHIFT) | 983
Install HRSG 1A Reheat SB Pipe | 983
Install HRSG 1B Reheat SB Pipe | 983
Install HRSG 1A Reheat LB Pipe | 983
Install HRSG 1B Reheat LB Piping | 983
Service Water Utility Stations Flush piping | 982
Flush Piping | 982
Potable Water Prep for flush | 982
Potable Water Restore piping | 982
Filtered Water Flush pipe & restore | 982
Hydro/Clean Incoming Pipe Line | 982
Potable Water Flush piping | 982
Filtered Water Prep pipe for flushing | 982
Intake & Tank Farm Ductbank Main Runs - Internal Review | 981
Intake & Tank Farm Ductbank Main Runs - Owner Review | 981
Intake & Tank Farm Ductbank Main Runs - Design / Check / IFR / IFOA | 981
Intake & Tank Farm Ductbank Main Runs - Revise / IFC | 981
Hydrogen & CO2 Construction Completion Walk | 980
Hydrogen & CO2 Turnover System | 980
Hydrogen & CO2 System Turnover Walk with PGN | 980
Hydrogen & CO2 Complete Turnover Package | 980
Hydrogen & CO2 Notification of Turnover Walk to PGN | 980
TO PKG #610 HRSG ISOLATION 1B (INCLUDES SC STACK) | 979
TO PKG #611 HRSG ISOLATION 1C (INCLUDES SC STACK) | 979
TO PKG #609 HRSG ISOLATION 1A (INCLUDES SC STACK) | 979
TO PKG #55 HRSG ISOLATION 1C (INCLUDES SC STACK) | 979
TO PKG #54 HRSG ISOLATION 1B (INCLUDES SC STACK) | 979
TO PKG #53 HRSG ISOLATION 1A (INCLUDES SC STACK) | 979
Demineralized Water (514) | 978
Demineralized Water | 978
Control System Architecture Drawings - Revise / IFC | 977
Control System Architecture Drawings - Internal Review | 977
Control System Architecture Drawings - Design / IFR | 977
Control System Architecture Drawings | 977
Blowdown Traps and Drains (218) | 976
Blowdown, Traps and Drains | 976
Fab and Deliver Blowdown, Traps and Drains [218] | 976
Software Freeze (PGN / Emerson) | 975
Hardware Freeze 2 | 975
Hardware Freeze 1 | 975
Hardware Freeze, Software Freeze, FAT | 975
High Voltage Construction Completion Walk | 974
Low Voltage Construction Completion Walk | 974
Medium Voltage Construction Completion Walk | 974
Uninterruptible Power Construction Completion Walk | 974
DC Power Construction Completion Walk | 974
Align CTG 1A Full Train (Preliminary) | 973
Align CTG 1B Full Train (Preliminary) | 973
Align CTG 1C Full Train (Preliminary) | 973
Install HRSG 1B Sole/Base Plates | 972
HRSG A,B,C Sole Plate Delivery | 972
Install HRSG 1A Sole/Base Plates | 972
Install HRSG 1C Sole/Base Plates | 972
Medium Voltage Test alarms | 971
Low Voltage Test alarms | 971
TO PKG #20 HRSG STEAM SIDE 1 | 970
TO PKG #27 HRSG STEAM SIDE 3 | 970
TO PKG #23 HRSG STEAM SIDE 2 | 970
TO PKG #302 HRSG STEAM SIDE 1A | 970
TO PKG #309 HRSG STEAM SIDE 1C | 970
TO PKG #305 HRSG STEAM SIDE 1B | 970
Erect & Install CTG 1A Platforms (Siemens) | 969
Erect & Install CTG 1B Platforms (Siemens) | 969
Erect & Install CTG 1C Platforms (Siemens) | 969
Install CTG 1A VT & Surge Cubicle [148] | 968
Install CTG 1B VT & Surge Cubicle [148] | 968
Install CTG 1C VT & Surge Cubicle [148] | 968
Install STG VT & Surge Protection Cubicle [073] | 968
Install HRSG 1B Duct Burner Press Red Skid [154] | 967
Install HRSG 1C Duct Burner Press Red Skid [154] | 967
Install HRSG 1A Duct Burner Skid [155] | 967
Install HRSG 1B Duct Burner Skid [155] | 967
Install HRSG 1C Duct Burner Skid [155] | 967
Install HRSG 1A Duct Burner Press Red Skid [154] | 967
CCWC - Owner Review | 966
CCWC Foundation - Internal Review | 966
CCWC - Internal Review | 966
HRSG Flue Gas Side 2 Pre-Commission and Restoration Walk | 965
HRSG Flue Gas Side 3 Pre-Commission and Restoration Walk | 965
HRSG Flue Gas Side 1 Pre-Commission and Restoration Walk | 965
Backfill Intake Structure | 964
Backfill/Flowfill 6" below TOS of Intake Structure | 964
Backfill/Flowfill 6" below TOS Discharge Structure | 964
Backfill Discharge Structure | 964
CHW System UG P&ID - Owner Review | 963
CMG System UG P&ID - Owner Review | 963
CMG System UG P&ID - Internal Review | 963
CHW System UG P&ID - Internal Review | 963
Boiler Feed Pumps - Prepare Spec / IFR | 962
Fire Pumps - Prepare Spec / IFR | 962
Fire Pumps - Review / Revise / IFP/IFOR | 962
Boiler Feed Pumps - Review / Revise / IFP/IFOR | 962
Engineering Milestone - IFP Spec - BF PUMPS | 962
Non-Engineered Pipe Supports - Prepare Spec / IFR | 961
Non-Engineered Pipe Supports - Review / Revise / IFP / IFOR | 961
Engineered Pipe Supports - Review / Revise / IFP / IFOR | 961
Engineered Pipe Supports - Prepare Spec / IFR | 961
Install Rack HRH Steam [442] Pipe Across C/L 1C SB (NIGHT SHIFT) | 960
Install Rack LP Steam [443] Pipe Across C/L 1C SB (NIGHT SHIFT) | 960
Install Rack LP Steam [443] Pipe Across C/L 1C LB (NIGHT SHIFT) | 960
Install Rack HP Steam [441] Pipe Across C/L 1C SB (NIGHT SHIFT) | 960
Install Rack CRH Steam [444] Pipe Across C/L 1C LB (NIGHT SHIFT) | 960
Install Rack HP Steam [441] Pipe Across C/L 1C LB (NIGHT SHIFT) | 960
Install Rack CRH Steam [444] Pipe Across C/L 1C SB (NIGHT SHIFT) | 960
Install Rack HRH Steam [442] Pipe Across C/L 1C LB (NIGHT SHIFT) | 960
Install Rack HP Steam [441] Pipe Across C/L 1A LB (NIGHT SHIFT) | 960
Install Rack HP Steam [441] Pipe Across C/L 1B LB (NIGHT SHIFT) | 960
Install Rack LP Steam [443] Pipe Across C/L 1A SB (NIGHT SHIFT) | 960
Install Rack LP Steam [443] Pipe Across C/L 1B SB (NIGHT SHIFT) | 960
Install Rack CRH [444] Steam Pipe Across C/L 1A SB (NIGHT SHIFT) | 960
Install Rack HRH Steam [442] Pipe Across C/L 1A SB (NIGHT SHIFT) | 960
Install Rack HRH Steam [442] Pipe Across C/L 1B SB (NIGHT SHIFT) | 960
Install Rack HP Steam [441] Pipe Across C/L 1A SB (NIGHT SHIFT) | 960
Install Rack CRH Steam [444] Pipe Across C/L 1B SB (NIGHT SHIFT) | 960
Install Rack CRH Steam [444] Pipe Across C/L 1A LB (NIGHT SHIFT) | 960
Install Rack LP Steam [443] Pipe Across C/L 1B LB (NIGHT SHIFT) | 960
Install Rack LP Steam [443] Pipe Across C/L 1A LB (NIGHT SHIFT) | 960
Install Rack HRH Steam [442] Pipe Across C/L 1B LB (NIGHT SHIFT) | 960
Install Rack HP Steam [441] Pipe Across C/L 1B SB (NIGHT SHIFT) | 960
Install Rack HRH Steam [442] Pipe Across C/L 1A LB (NIGHT SHIFT) | 960
Install Rack CRH Steam [444] Pipe Across C/L 1B LB (NIGHT SHIFT) | 960
Engineering Deliverable- DCS Engineering to support Hardware procurement | 959
DCS Hardware Delivery | 959
$-Issue DCS Design to Support Owner DCS Procurement | 959
$-Issue DCS Layout and Location of Equipment - Approved for Design | 959
Steel Bridge | 958
Submit bridge engineering analysis results to DOT | 958
Utility bridge Access Steel - Internal Review | 958
Utility bridge Foundation - Internal Review | 958
Utility bridge Steel - Estimated Delivery | 958
Bridge engineering status management (Bridge Analysis) | 958
Boiler Feed Water 2 Lubrication motor & pump | 957
Boiler Feed Water 2 Uncoupled motor run | 957
Boiler Feed Water 1 Lubrication motor & pump | 957
Boiler Feed Water 3 Lubrication motor & pump | 957
Boiler Feed Water 1 Uncoupled motor run | 957
Boiler Feed Water 3 Uncoupled motor run | 957
Pre Testing FP-403 | 956
Procurement FP-403 | 956
Remove Section Four | 955
Remove Section One | 955
Remove Section Two | 955
Remove Section Three | 955
Remove Section Five | 955
Remove Section Six | 955
Section Removal | 955
Construct Shell Assemblies R2, R10 through R25 at staging area | 954
Set R2 Assembly on Base Ring, Fit and Weld | 954
Install Breach Assemblies in place, fit up and weld | 954
TO PKG #97 STRUCTURAL STEEL | 953
Miscellaneous Steel Platforms | 953
Structural Steel Fabrication and Supply | 953
STRUCTURAL STEEL | 953
Miscellaneous Steel | 953
STG Miscellaneous Steel Platforms | 953
In-Wall Rough-In | 952
Overhead Rough-In | 952
HRSG 1-B Blowdown Pre-Commissioning | 951
HRSG 1-A Blowdown Pre-Commissioning | 951
HRSG 1-C Blowdown Pre-Commissioning | 951
TURNOVER GROUP #2 | 950
Turnover Group #8 | 950
Turnover Group #2 | 950
Turnover Group #3 | 950
TURNOVER GROUP #6 | 950
Turnover Group #4 | 950
Turnover Group #5 | 950
TURNOVER GROUP #1 | 950
Turnover Group #6 | 950
TURNOVER GROUP #5 | 950
Turnover Group #7 | 950
TURNOVER GROUP #8 | 950
TURNOVER GROUP #4 | 950
TURNOVER GROUP #7 | 950
TURNOVER GROUP #3 | 950
Turnover Group #1 | 950
$-Issue Large Bore HP, HRH, and CRH Steam Piping Isometrics - IFC | 949
$-Issue Large Bore HP, HRH, and CRH Steam Piping P&IDs - RFR | 949
Ammonia Storage Foundation - Design / IFR / IFOA | 948
Ammonia Storage Foundation - Revise / IFC | 948
Ammonia Storage Foundation - Internal Review | 948
Set 115kV Class Breakers [811A] @ GSU 1A | 947
Set 115kV Class Breakers [811A] @ GSU 1B | 947
Set 115kV Class Breakers [811A] @ GSU 1C | 947
Set 115kV Class Breakers [811A] @ SSTs | 947
Set 230kV Class Breakers [811B] @ STG GSU | 947
Uninterruptible Power Pre-Commissioning | 946
Medium Voltage Pre-Commissioning | 946
DC Power Pre-Commissioning | 946
Low Voltage Pre-Commissioning | 946
High Voltage Pre-Commissioning | 946
Duct Burners HRSG 1A Construction Completion Walk | 945
Duct Burners HRSG 1A Pre-Commission and Restoration Walk | 945
Duct Burners HRSG 1C Construction Completion Walk | 945
Duct Burners HRSG 1C Pre-Commission and Restoration Walk | 945
Duct Burners HRSG 1B Construction Completion Walk | 945
Duct Burners HRSG 1B Pre-Commission and Restoration Walk | 945
Steam High Press Turnover System | 944
Steam Low Press Turnover System | 944
Steam Low Press Complete Turnover Package | 944
Steam High Press Complete Turnover Package | 944
Sample Tray - Revise / IFC | 943
Sample Tray | 943
Install Drainage Pipe | 942
Install East Road - North Half Underground Pipe | 942
Install Waste Water Pipe from East Road to Discharge Structure | 942
Install East Road - South Half Underground Pipe | 942
Delivery of Underground Fuel Gas | 941
Delivery of Underground Fuel Oil Pipe | 941
Review Bids for Underground Fuel Oil Pipe | 941
Review Bids for Underground Fuel Gas | 941
GSU Sizing - Revise / Check / IFC | 940
GSU Sizing - Design / Check / IFR / IFOA | 940
GSU Sizing | 940
GSU Sizing - Heat Balances Complete | 940
Pre-Turnover to Start-up | 939
TURNOVER AND START UP | 939
Large Bore Stress Analysis | 938
Small Bore Stress Analysis | 938
Main Rack Fndn - Internal Review | 937
STG Rack Fndn - Internal Review | 937
Finger Rack Fndn - Internal Review | 937
Install HRSG 1B CT to HRSG Transition Ductwork / Seal Weld | 936
Install HRSG 1C CT to HRSG Transition Ductwork / Seal Weld | 936
Install HRSG 1A CT to HRSG Transition Ductwork & Seal Weld | 936
Raceway Drawings | 935
Install STG A/G Table Top Embedded Raceways | 935
CTG-1A Raceway Drawings | 935
STG Raceway Drawings | 935
STG Electrical Raceway | 935
CTG-1B Raceway Drawings | 935
CTG-1C Raceway Drawings | 935
Lay-up Boiler | 934
Layup HRSG 1C Boiler | 934
Layup HRSG 1B Boiler | 934
Install CTG 1A Fuel Gas Drains Tank [119] | 933
Install CTG 1C Fuel Gas Drains Tank [119] | 933
Install CTG 1C Drains Tank [133] | 933
Install CTG 1A Drains Tank [133] | 933
Install CTG 1B Fuel Gas Drains Tank [119] | 933
Install CTG 1B Drains Tank [133] | 933
AUX Steam Piping Steam Blow Piping | 932
AUX STEAM PIPING | 932
Install Aux Steam Piping Instruments | 932
Install Aux Steam Piping Tubing | 932
Aux Steam Piping | 932
AUX Steam Piping prep pipe for cleaning | 932
507 - AUX STEAM PIPING | 932
AUX Steam Piping Loop Verfication | 932
TO PKG #78 AUX STEAM PIPING | 932
TO PKG #507 AUX STEAM PIPING | 932
AUX Steam Piping Restore piping | 932
$-Unit 3 - Start Steel Erection for Inlet Filter House [CTG1C] | 931
$-Unit 2 - Start Steel Erection for Inlet Filter House [CTG1B] | 931
$-Unit 1 - Start Steel Erection for Inlet Filter House [CTG1A] | 931
Erect 5kV Swgr Bldg Ladders/Cages | 930
Erect Circ Water Elect Enclosure Steel, handrails, grating, ladders, cages, etc. | 930
Erect Ammonia Containment Ladders/Cages | 930
Install Discharge Struct CW A/G Pipe [461] | 929
Install Intake Structure INA A/G Pipe [543] | 929
Install Intake Structure CW A/G Pipe [461] | 929
Install CT-1B INA [543] A/G Pipe - SB | 929
Install CT-1C INA [543] A/G Pipe - SB | 929
CT 1C Fire Protection Notification of Turnover Walk to PGN | 928
CT 1A Fire Protection System Turnover Walk with PGN | 928
CT 1C Fire Protection System Turnover Walk with PGN | 928
CT 1A Fire Protection Notification of Turnover Walk to PGN | 928
CT 1B Fire Protection System Turnover Walk with PGN | 928
CT 1B Fire Protection Notification of Turnover Walk to PGN | 928
Combustion Turbine 1C CACB Blows | 927
Combustion Turbine 1C Prep piping for CACB blows | 927
Combustion Turbine 1A CACB Blows | 927
Combustion Turbine 1B CACB Blows | 927
Combustion Turbine 1B Prep piping for CACB blows | 927
Combustion Turbine 1A Prep piping for CACB blows | 927
Complete FMEA Session with PGN | 926
FMEA Plan Review | 926
HRSG-1A Circuit and Raceway Schedule | 925
HRSG-1A Circuit and Raceway Schedule - Revise / IFC | 925
HRSG-1C Circuit and Raceway Schedule- Revise / IFC | 925
HRSG-1C Circuit and Raceway Schedule | 925
HRSG-1B Circuit and Raceway Schedule | 925
HRSG-1B Circuit and Raceway Schedule- Revise / IFC | 925
HRSG Isolation 1C (includes SC Stack) Function test damper | 924
HRSG Isolation 1B (includes SC Stack) Function test damper | 924
HRSG Isolation 1A (includes SC Stack) Function test damper | 924
Firewater Pumps Pre-Commission and Restoration Walk | 923
Firewater Pumps Construction Completion Walk | 923
Fire Water/ Hydrants Construction Completion Walk | 923
Fire Water/ Hydrants Pre-Commission and Restoration Walk | 923
Fire Water System (to support backfeed) Construction Completion Walk | 923
Fire Water System (to support backfeed) Pre-Commission and Restoration Walk | 923
Steam High Press I&C calibration checks | 922
Steam Hot Reheat I&C calibration checks | 922
Steam Low Press I&C calibration checks | 922
Steam Cold Reheat I&C calibration checks | 922
Install Door Sheets & Perform NDE Examinations - Tank A | 921
Install Door Sheets and Complete Required NDE - FO Tank | 921
Install Door Sheets & Perform NDE Examinations - Tank B | 921
Step Up Transformer & IPB CT-1B Pre-Commissioning | 920
TO PKG #40 STEP UP TRANSFORMER & IPB CT-1A | 920
504 - STEP UP TRANSFORMER & IPB CT-1C | 920
STEP UP TRANSFORMER & IPB CT-1B | 920
TO PKG #504 STEP UP TRANSFORMER & IPB CT-1C | 920
Step Up Transformer & IPB CT-1C | 920
TO PKG #42 STEP UP TRANSFORMER & IPB CT-1C | 920
Step Up Transformer & IPB CT-1C Pre-Commissioning | 920
STEP UP TRANSFORMER & IPB CT-1A | 920
STEP UP TRANSFORMER & IPB CT-1C | 920
TO PKG #502 STEP UP TRANSFORMER & IPB CT-1A | 920
502 - STEP UP TRANSFORMER & IPB CT-1A | 920
Step Up Transformer & IPB CT-1A | 920
Step Up Transformer & IPB CT-1A Pre-Commissioning | 920
503 - STEP UP TRANSFORMER & IPB CT-1B | 920
TO PKG #41 STEP UP TRANSFORMER & IPB CT-1B | 920
TO PKG #503 STEP UP TRANSFORMER & IPB CT-1B | 920
Step Up Transformer & IPB CT-1B | 920
Install Aux Boiler Blowdown Cable Tray / Conduit | 919
Install Aux Boiler & Piping Cable Tray / Conduit | 919
Install Aux Boiler Gas Cable Tray / Conduit | 919
Install Aux Steam Piping Cable Tray / Conduit | 919
Fencing Turnover System | 918
Fencing | 918
TO PKG #93 FENCING | 918
Chem Feed - Review Vendor Drawings / Return (IC) | 917
Chem Feed - Vendor Submit Drawings (ST) | 917
Chem Feed- Vendor Submit Drawings (ME) | 917
Cycle Chem Feed Enclosure - Vendor Submit Drawings (ST) | 917
Chem Feed - Vendor Submit Drawings (IC) | 917
CCWC Chem Feed Enclosure - Vendor Submit Drawings (ST) | 917
Chem Feed - Review Vendor Drawings / Return (ME) | 917
Chem Feed - Review Vendor Drawings / Return (EL) | 917
Chem Feed - Vendor Submit Drawings (EL) | 917
Chem Feed - Review Vendor Drawings / Return (ST) | 917
Install Cathodic Protection | 916
Install Filter Press Area Cathodic Protection | 916
Install Area Cathodic Protection | 916
Install Cathodic Protection East of C/L 1C | 916
Install Cathodic Protection Under North Road | 916
Install WSAC Area Cathodic Protection | 916
Install Cathodic Protection Under East Road | 916
Install HRSG 1C Inlet Breaching Duct to Main Stack | 915
Set HRSG 1B Inlet Duct Section | 915
Set HRSG 1A Inlet Duct Section | 915
Install HRSG 1A Inlet Breaching Duct to Main Stack | 915
Install HRSG 1B Inlet Breaching Duct to Main Stack | 915
Set HRSG 1C Inlet Duct Section | 915
HRSG A Ammonia Injection Construction Completion Walk | 914
HRSG A Ammonia Injection Pre-Commission and Restoration Walk | 914
HRSG B Ammonia Injection Construction Completion Walk | 914
HRSG C Ammonia Injection Construction Completion Walk | 914
HRSG B Ammonia Injection Pre-Commission and Restoration Walk | 914
HRSG C Ammonia Injection Pre-Commission and Restoration Walk | 914
$-Unit 2 - All Terminations Complete [CTG1B] | 913
$-Unit 2 - Complete CTG vendor supplied Terminations [CTG1B] | 913
$-Unit 1 - Complete CTG vendor supplied Terminations [CTG1A] | 913
$-Unit 1 - All Terminations Complete [CTG1A] | 913
$-Unit 3 - Complete CTG vendor supplied Terminations [CTG1C] | 913
$-Unit 3 - All Terminations Complete [CTG1C] | 913
$-Unit 2 - Start CTG Vendor Terminations [CTG1B] | 913
$-Unit 3 - Start CTG Vendor Terminations [CTG1C] | 913
$-Unit 1 - Start CTG Vendor Terminations [CTG1A] | 913
Air Removal System (452) | 912
Air Removal | 912
HRSG Foundation - Design / IFR / IFOA | 911
HRSG-1C EI's - Design / Check / IFR / IFOA | 911
HRSG Area Foundation - Design / IFR / IFOA | 911
HRSG-1B EI's - Design / Check / IFR / IFOA | 911
HRSG Piling - Design / IFR / IFOA | 911
HRSG-1A EI's - Design / Check / IFR / IFOA | 911
Pre Testing FP-603 | 910
Pre Testing FP-501 | 910
Pre Testing FP-601 | 910
Pre Testing FP-401 | 910
Pre Testing FP-604 | 910
Pre Testing FP-602 | 910
Pre Testing FP-404 | 910
Pre Testing FP-503 | 910
Pre Testing FP-301 | 910
Pre Testing FP-605 | 910
Pre Testing FP-502 | 910
Engineering Quality Assurance | 909
Quality Coordinator Assessments | 909
Quality Coordinator Assessments - Pile Design | 909
De-mobilization | 908
Mobilization | 908
Seal CTG 1B Enclosure | 907
Seal CTG 1C Enclosure | 907
Seal CTG 1A Enclosure | 907
CEMS 1A (Bypass Stack) Notification of Turnover Walk to PGN | 906
CEMS 1A (Bypass Stack) System Turnover Walk with PGN | 906
CEMS 1B (Bypass Stack) System Turnover Walk with PGN | 906
CEMS 1C (bypass stack) Notification of Turnover Walk to PGN | 906
CEMS 1B (Bypass Stack) Notification of Turnover Walk to PGN | 906
CEMS 1C (bypass stack) System Turnover Walk with PGN | 906
Control Narratives 3rd Submittal | 905
Control Narratives 1st Submittal | 905
Control Narratives 2nd Submittal | 905
Control Narratives | 905
TO PKG #72 HRSG 1-A BLOWDOWN | 904
TO PKG #311 HRSG 1-A BLOWDOWN | 904
TO PKG #74 HRSG 1-C BLOWDOWN | 904
TO PKG #73 HRSG 1-B BLOWDOWN | 904
TO PKG #312 HRSG 1-B BLOWDOWN | 904
TO PKG #75 COMMON BLOWDOWN | 904
TO PKG #313 HRSG 1-C BLOWDOWN | 904
Delivery of Cycle Chemical Feed Enclosure | 903
Erect HRSG 1C Cycle Chemical Feed [143] Enclosure | 903
Delivery of WSAC Chemical Feed Enclosure | 903
WSAC Chem Feed Wiring /Term checks | 902
HRSG Chemical Feed 1C Wire/Term checks | 902
HRSG Chemical Feed 1A Wire/Term checks | 902
Common Chemical Feed Wire/Term checks | 902
HRSG Chemical Feed 1B Wire/Term checks | 902
Install 1C Blowdown Sump Pit Steel | 901
Install 1A Blowdown Sump Pit Steel | 901
Install 1B Blowdown Sump Pit Steel | 901
WW Collection (cast in place) basin - Design / IFR / IFOA | 900
WW Collection (cast in place) basin - Internal Review | 900
WW Collection (cast in place) basin - Revise / IFC | 900
Install CTG 1A SB Startup / Shutdown Pipe and Supports (SPG Provided) | 899
Install CTG 1B SB Startup / Shutdown Pirge Air Pipe & Supports (SPG Provided) | 899
Install CTG 1A LB Startup / Shutdown Pipe and Supports (SPG Provided) | 899
Install CTG 1B LB Startup / Shutdown Pirge Air Pipe & Supports (SPG Provided) | 899
Install CTG 1B Continuous Purge Air Pipe & Supports (SPG Provided) | 899
Install CTG 1C Continuous Purge Air Pipe & Supports (SPG Provided) | 899
Install CTG 1C SB Startup / Shutdown Purge Air Pipe & Supports (SPG Provided) | 899
Install CTG 1A Continuous Purge Air Pipe & Supports (SPG Provided) | 899
Install CTG 1C LB Startup / Shutdown Purge Air Pipe & Supports (SPG Provided) | 899
CTG-1A EI's - Design / Check / IFR / IFOA | 898
CTG-1B EI's - Design / Check / IFR / IFOA | 898
DCS 3 EI's (Remaining) - Design / Check / IFR / IFOA | 898
DCS 2 EI's (STG) - Design / Check / IFR / IFOA | 898
DCS 2 EI's (5kV) - Design / Check / IFR / IFOA | 898
STG EI's - Design / Check / IFR / IFOA | 898
CTG-1C EI's - Design / Check / IFR / IFOA | 898
WSAC Area Misc. Steel - Internal Review | 897
WSAC Area Misc. Steel - Revise / IFC | 897
WSAC Area Misc Steel | 897
WSAC Area Misc. Steel - Design / IFR / IFOA | 897
STG Gland Steam System Complete Turnover Package | 896
STG Gland Steam System Notification of Turnover Walk to PGN | 896
STG GLAND STEAM SYSTEM | 896
TO PKG #709 STG GLAND STEAM SYSTEM | 896
STG Gland Steam System | 896
STG Gland Steam System Construction Completion Walk | 896
STG Gland Steam System Pre-Commission and Restoration Walk | 896
STG Gland Steam System Pre-Commissioning | 896
STG Gland Steam System System Turnover Walk with PGN | 896
TO PKG #70 STG GLAND STEAM SYSTEM | 896
STG Gland Steam System Turnover System | 896
HP LB Valves - Deliver (Category D) | 895
HP LB Valves - Deliver (Category B) | 895
HP LB Valves - Deliver (Category E) | 895
HP LB Valves - Deliver (Category C) | 895
Install CTG 1A Lube Oil Pipe & Supports (SPG Provided) - Turbine | 894
Install CTG 1C Lube Oil I/C Pipe & Supports (SPG Provided) - Generator | 894
Install CTG 1A Lube Oil Pipe & Supports (SPG Provided) - Generator | 894
Install CTG 1C Lube Oil Pipe & Supports (SPG Provided) - Turbine | 894
Install CTG 1B Lube Oil Pipe & Supports (SPG Provided) - Turbine | 894
Install CTG 1B Lube Oil Pipe & Supports (SPG Provided) - Generator | 894
$-Unit 2 - Complete HRSG Stack Erection [HRSG1B] | 893
$-Unit 1 - Complete HRSG Stack Erection [HRSG1A] | 893
$-Unit 3 - Complete HRSG Stack Erection [HRSG1C] | 893
CT-1B Fuel Oil I&C calibration checks | 892
CT-1A Fuel Oil I&C calibration checks | 892
CT - 1C Fuel Oil System I&C calibration checks | 892
Install CTG 1B TEWAC Generator [101] | 891
Install CTG 1A TEWAC Generator [101] | 891
Install CTG 1C TEWAC Generator [101] | 891
HRSG 1A LP-IP Drum Inlet Duct and Stair Tower Delivery | 890
HRSG 1C LP-IP Drum Inlet Duct and Stair Tower Delivery | 890
HRSG 1B LP-IP Drum Inlet Duct and Stair Tower Delivery | 890
Remove SheetPile Whaler Intake Structure | 889
Remove Sheeting Whaler Discharge Structure | 889
Remove Sheeting @ Discharge Structure | 889
Cntrl Narratives 3rd Submittal- Receive Owner Comments | 888
Cntrl Narratives 1st Submittal- Receive Owner Comments | 888
Cntrl Narratives 2nd Submittal - Receive Owner Comments | 888
TO PKG #60 HRSG CHEMICAL FEED 1A | 887
TO PKG #84 COMMON CHEMICAL FEED | 887
TO PKG #617 HRSG CHEMICAL FEED 1B | 887
TO PKG #701 HRSG CHEMICAL FEED 1C | 887
TO PKG #62 HRSG CHEMICAL FEED 1C | 887
TO PKG #61 HRSG CHEMICAL FEED 1B | 887
TO PKG #619 COMMON CHEMICAL FEED | 887
TO PKG #616 HRSG CHEMICAL FEED 1A | 887
HRSG 1A Area Piles (including Rack) | 886
HRSG 1C Area Piles (including Rack) | 886
HRSG 1B Area Piles (including Rack) | 886
Mobilize Morris Shea for CW Pipe Support Piles | 885
Install CW Pipe Support Piles - East Side of Canal | 885
Install CW Pipe Support Foundation Piles | 885
Conduit Installation 01A | 884
Conduit Installation 01B | 884
Conduit Installation 01C | 884
Conduit Installation | 884
Paint CTG 1A Area Pipe & Equip | 883
Paint STG Area Pipe & Equip | 883
Paint Fuel Oil Area Pipe & Equip | 883
Paint CTG 1B Area Pipe & Equip | 883
Paint HRSG 1C Area Pipe & Equip | 883
Paint Filter Press Area Pipe & Equip | 883
Paint CTG 1C Area Pipe & Equip | 883
Paint HRSG 1A Area Pipe & Equip | 883
Paint HRSG 1B Area Pipe & Equip | 883
Paint Demin Area Pipe & Equip | 883
Paint Discharge Structure Pipe & Equip | 883
Paint Intake Structure Pipe & Equip | 883
Paint WSAC Area Pipe & Equip | 883
Butterfly Valves >=24" - Review/ Revise / IFP/ IFOR | 882
Butterfly Valves >=24" - Receive Vendor Proposals | 882
Butterfly Valves >=24" - Prepare Spec / IFR | 882
Butterfly Valves >=24"- Vendor Fab/Deliver | 882
Butterfly Valves >=24" - Internal Review of Spec | 882
Butterfly Valves >= 24" - Negotiate / Award | 882
Butterfly Valves < 24"- Owner Review | 882
Butterfly Valves >=24" - Issue Vendor for Owner Approval | 882
Butterfly Valves Greater Than or Equal to 24 inches | 882
Butterfly Valves < 24" - Vndr Fab/Deliver | 882
Butterfly Valves < 24" - Prepare Spec / IFR | 882
Butterfly Valves < 24" - Internal Review of Spec | 882
Butterfly Valves < 24"- Review/ Revise / IFP/ IFOR | 882
Butterfly Valves < 24"- Receive Vendor Proposals | 882
Butterfly Valves < 24" - Technical Bid Analysis | 882
Butterfly Valves Smaller Than 24 inches | 882
Butterfly Valves < 24"- Negotiate / Award | 882
Butterfly Valves < 24"- Vendor Submit Drawings (ME) | 882
Butterfly Valves < 24"- Review Vendor Drawings (ME) | 882
Butterfly Valves < 24" - Issue Vendor for Owner Approval | 882
Butterfly Valves >=24" - Owner Review | 882
Butterfly Valves >=24" - Review Vendor Drawings (ME) | 882
Butterfly Valves >=24" - Vendor Submit Drawings (ME) | 882
Butterfly Valves >=24" - Technical Bid Analysis | 882
Erect CTG 1C Generator Enclosure | 881
Erect CTG 1B Generator Enclosure | 881
Attach Generator Terminal Enclosure | 881
Erect CTG 1A Generator Enclosure | 881
Aux Boiler Chem Feed Complete Turnover Package | 880
Aux Boiler Chem Feed Construction Completion Walk | 880
Aux Boiler Chem Feed Pre-Commissioning | 880
Aux Boiler Chem Feed Pre-Commission and Restoration Walk | 880
Aux Boiler Chem Feed Turnover System | 880
Aux Boiler Chemcial Feed fill & test system | 880
AUX BOILER CHEMICAL FEED | 880
Aux Boiler Chem Feed | 880
Aux Boiler Chemcial Feed Loop verfication | 880
Aux Boiler Chemcial Feed Flush tubing | 880
Complete Pre-Placement Meeting (1 Week Before Placement) | 879
Complete Post-Placement Meeting (1 Week Following Placement) | 879
$-Unit 2 - Hydro HRSG Complete [HRSG1B] | 878
$-Unit 1 - Hydro HRSG Complete [HRSG1A] | 878
Install HRSG 1C Hydro Test | 878
HRSG 1B Hydro Test | 878
$-Unit 3 - Hydro HRSG Complete [HRSG1C] | 878
5kV Non-Seg Support Steel | 877
5kV Non-Seg Support Steel - Receive Owner Comments | 877
5kV Non-Seg Support Steel - Internal Review | 877
5kV Non-Seg Support Steel - Revise / IFC | 877
5kV Non-Seg Support Steel - Design / IFR / IFOA | 877
Install CTG 1C CT Air Receiver [141] | 876
Install CTG 1A CT Air Receiver [141] | 876
Install CTG 1B CT Air Receiver [141] | 876
DC Power Pre-Commission and Restoration Walk | 875
High Voltage Pre-Commission and Restoration Walk | 875
Medium Voltage Pre-Commission and Restoration Walk | 875
Low Voltage Pre-Commission and Restoration Walk | 875
Uninterruptible Power Pre-Commission and Restoration Walk | 875
$-Unit 1 - Pour CTG Pedestals [CTG1A] | 874
$-Unit 3 - Pour CTG Pedestals [CTG1C] | 874
$-Unit 2 - Pour CTG Pedestals [CTG1B] | 874
SWS System AG & UG P&ID - Design / Check / IFR / IFOR | 873
INA System AG & UG P&ID - Design / Check / IFR / IFOR | 873
CCF System AG P&ID - Design / Check / IFR / IFOR | 873
LOS System AG P&ID - Design / Check / IFR / IFOR | 873
SDR System AG & UG P&ID - Design / Check / IFR / IFOR | 873
PWS System AG & UG P&ID - Design / Check / IFR / IFOR | 873
CMG System UG P&ID - Design / Check / IFR / IFOR | 873
CHW System UG P&ID - Design / Check / IFR / IFOR | 873
FOL System AG & UG P&ID - Design / Check / IFR / IFOR | 873
DWS System AG & UG P&ID - Design / Check / IFR / IFOR | 873
AQA System AG & UG P&ID - Design / Check / IFR / IFOR | 873
FGS System AG & UG P&ID - Design / Check / IFR / IFOR | 873
BDN System AG & UG P&ID - Design / Check / IFR / IFOR | 873
CTP System AG & UG P&ID - Design / Check / IFR / IFOR | 873
CWS System AG & UG P&ID - Design / Check / IFR / IFOR | 873
CCW System AG & UG P&ID - Design / Check / IFR / IFOR | 873
WDR System AG & UG P&ID - Design / Check / IFR / IFOR | 873
PDR System AG & UG P&ID - Design / Check / IFR / IFOR | 873
Instrument Air CT-1A Turnover System | 872
Instrument Air CT-1C Turnover System | 872
Instrument Air CT-1B Complete Turnover Package | 872
Instrument Air CT-1A Complete Turnover Package | 872
Instrument Air CT-1B Turnover System | 872
Instrument Air CT-1C Complete Turnover Package | 872
HRSG Flue Gas Side 2 | 871
304 - HRSG Flue Gas Side 1B | 871
TO PKG #19 HRSG FLUE GAS SIDE 1 | 871
TO PKG #26 HRSG FLUE GAS SIDE 3 | 871
TO PKG #304 HRSG FLUE GAS SIDE 1B | 871
TO PKG #308 HRSG FLUE GAS SIDE 1C | 871
HRSG Flue Gas Side 3 | 871
TO PKG #22 HRSG FLUE GAS SIDE 2 | 871
308 - HRSG Flue Gas Side 1C | 871
HRSG FLUE GAS SIDE 1B | 871
HRSG FLUE GAS SIDE 1C | 871
TO PKG #301 HRSG FLUE GAS SIDE 1A | 871
301 - HRSG Flue Gas Side 1A | 871
HRSG FLUE GAS SIDE 1A | 871
HRSG Flue Gas Side 1 | 871
402 - STEAM COLD REHEAT | 870
STEAM COLD REHEAT | 870
TO PKG #402 STEAM COLD REHEAT | 870
Steam Cold Reheat | 870
TO PKG #404 STEAM HOT REHEAT | 870
404 - STEAM HOT REHEAT | 870
STEAM HOT REHEAT | 870
Steam Hot Reheat | 870
TO PKG #30 STEAM COLD REHEAT | 870
TO PKG #32 STEAM HOT REHEAT | 870
Steam Cold Reheat Receive hydro layzing equipment to site | 870
Install HRSG 1B MH #5 to MH #9- DB#9 | 869
Install HRSG 1C MH #6 to STG Vault- DB #14 | 869
Install STG D/Bank Branches From East of STG Vault- DB #16 and DB# 15 | 869
Install HRSG 1B D/Bank Branches West of Manhole #9- DB# 29 and DB# 79 | 869
Install HRSG 1A D/Bank Branches West of Manhole #8- DB #28 and DB # 78 | 869
Install STG D/Bank Branches From South of STG Vault- DB #40 and DB #41 | 869
Install HRSG 1C D/Bank Branches West of STG Vault- DB # 33, DB # 80 and DB #30 | 869
HRSG-1A EI's - Revise / IFC | 868
HRSG-1B EI's - Revise / IFC | 868
$-Issue HRSG Foundation Design - IFC | 868
HRSG-1C EI's - Revise / IFC | 868
HRSG Piling - Revise / IFC | 868
HRSG Foundation - Revise / IFC | 868
HRSG Area Foundation - Revise / IFC | 868
$-Complete Cooling Pond Dike Modifications | 867
COOLING POND | 867
Complete Final Cooling pond dike modifications | 867
Begin Final cooling pond dike modifications | 867
HRSG-1B Interconnections | 866
HRSG-1C Interconnections | 866
HRSG-1A Interconnections | 866
BFW System AG P&ID - Design / Check / IFR / IFOR | 865
BFW System AG P&ID - Internal Review | 865
BFW System AG P&ID - IFOA | 865
BFW System AG P&ID - Owner Review | 865
Boiler Feed Water 9 Loop verfications to all valves | 864
Boiler Feed Water 1 Loop verfications to all valves | 864
Boiler Feed Water 3 Loop verfications to all valves | 864
F/R/P CTG 1B GSU Transformer [130] Foundation | 863
F/R/P CTG 1C GSU Transformer [130] Foundation (NIGHT SHIFT) | 863
F/R/P STG GSU Transformer [070] Foundation & Walls | 863
F/R/P CTG 1A GSU Transformer [130] Foundation | 863
Procurement FP-601 Electrical | 862
Procurement FP-602 Electrical | 862
Procurement FP-301 Mechanical | 862
Procurement FP-311 Electrical | 862
Procurement FP-303 Electrical | 862
Procurement - FP-404 Electrical | 862
Procurement FP-301 Electrical | 862
Procurement FP-212 Electrical | 862
PGN to Review All Quality Records Prior to setting the Generator - CTG 1B | 861
PGN to Review All Quality Records Prior to setting the Generator - CTG 1A | 861
PGN to Review All Quality Records Prior to setting the Turbine - CTG 1A | 861
PGN to Review All Quality Records Prior to setting the Generator - CTG 1C | 861
PGN to Review All Quality Records Prior to setting the Turbine - CTG 1C | 861
PGN to Review All Quality Records Prior to setting the Turbine - CTG 1B | 861
Indirect Electrical Procurement Activities | 860
Procurement | 860
Indirect Mechanical Procurement Activities | 860
Structural Procurements | 860
Mechanical Procurements | 860
Electrical Procurements | 860
Civil Procurements | 860
PROCUREMENT | 860
Install Gantry Crane Hoist @ Intake Structure | 859
Install STG Gantry Crane [079] | 859
Install STG Crane Rail | 859
Install STG Gantry Crane Rails | 859
Electrical Engineering and Design | 858
Design Criteria - Electrical | 858
Design Criteria - Electrical - Preliminary | 858
Design Criteria - Electrical - Final | 858
CTG GSU Area Mat Foundation - Internal Review | 857
$-Issue STG Base Mat Foundation Design IFC | 857
STG GSU Area Mat Foundation - Design / IFR / IFOA | 857
STG GSU Area Mat Foundation - Internal Review | 857
Engineering Milestone - STG MAT FOUNDATION IFC | 857
STG GSU Area Mat Foundation - Revise / IFC | 857
Erect Sky Bridge B to C | 856
Erect Sky Bridge A to B | 856
Combustion Turbine 1A Notification of Turnover Walk to PGN | 855
Combustion Turbine 1A System Turnover Walk with PGN | 855
Combustion Turbine 1C System Turnover Walk with PGN | 855
Combustion Turbine 1B System Turnover Walk with PGN | 855
Combustion Turbine 1C Notification of Turnover Walk to PGN | 855
Combustion Turbine 1B Notification of Turnover Walk to PGN | 855
Geotechnical Final Report | 854
Geotechnical Field Work Completed | 854
Geotechnical Subcontract - Owner Review | 854
Geotechnical Investigation | 854
Geotechnical Subcontract Award | 854
$-Unit 3 - Install Last HRSG Tube Bundle [HRSG1C] | 853
$-Unit 2 - Install Last HRSG Tube Bundle [HRSG1B] | 853
$-Unit 1 - Install Last HRSG Tube Bundle [HRSG1A] | 853
Install CTG 1B Iso Phase Bus Duct [128] (Including Heaters, cable and terms) | 852
Install STG Iso Phase Bus Duct [128] (Including heaters, cable and terms) | 852
Install CTG 1A Iso Phase Bus Duct [128] (Including Heaters, cable and terms) | 852
Install CTG 1C Iso Phase Bus Duct [128] (Including Heaters, cable and terms) | 852
Pull HRSG Steam Side 1C Cable | 851
Terminate HRSG Steam Side 1C Cable | 851
Pull HRSG Steam Side 1A Cable | 851
Terminate HRSG Steam Side 1A Cable | 851
Terminate HRSG Steam Side 1B Cable | 851
Pull HRSG Steam Side 1B Cable | 851
TO PKG #514 CT 1A FIRE PROTECTION | 850
TO PKG #629 CT 1-C FIRE PROTECTION | 850
TO PKG #628 CT 1-B FIRE PROTECTION | 850
TO PKG #721 FIRE DETECTION | 850
HP LB Valves - Internal Review of Spec | 849
HP SB Valves - Owner Review | 849
LP LB Valves - Internal Review of Spec | 849
LP LB Valves - Owner Review | 849
HP LB Valves - Owner Review | 849
LP SB Valves - Owner Review | 849
High Performance SB Valves Valves | 849
LP SB Valves - Internal Review of Spec | 849
HP SB Valves - Internal Review of Spec | 849
Install Boiler Feed Water 1B Tubing | 848
Install Boiler Feed Water 1A Instruments | 848
Install Boiler Feed Water 1A Tubing | 848
Install Boiler Feed Water 1C Instruments | 848
Install Boiler Feed Water 1B Instruments | 848
Install Boiler Feed Water 1C Tubing | 848
Duct Burners HRSG 1A Set scanner fire eyes | 847
Duct Burners HRSG 1C Set scanner fire eyes | 847
Duct Burners HRSG 1B Set scanner fire eyes | 847
Blowdown Framing/Access Steel | 846
Blowdown Framing/Access Steel - Design / IFR / IFOA | 846
Blowdown Framing/ Access Steel - Internal Review | 846
Step Up Transformer & IPB CT-1B System Turnover Walk with PGN | 845
Step Up Transformer & IPB CT-1A Notification of Turnover Walk to PGN | 845
Step Up Transformer & IPB CT-1B Notification of Turnover Walk to PGN | 845
Step up Transformer & IPB STG System Turnover Walk with PGN | 845
Step Up Transformer & IPB CT-1C System Turnover Walk with PGN | 845
Step Up Transformer & IPB CT-1A System Turnover Walk with PGN | 845
Step up Transformer & IPB STG Notification of Turnover Walk to PGN | 845
Step Up Transformer & IPB CT-1C Notification of Turnover Walk to PGN | 845
Turnover Group 1 - 1/15/12 | 844
Turnover Group 5 - 5/15/12 | 844
Turnover Group 2 - 2/1/12 | 844
Turnover Group 4 - 4/1/12 | 844
Turnover Group 3 - 3/1/12 | 844
CT-1C Fuel Gas Pre-Commissioning | 843
CT-1B Fuel Gas Pre-Commissioning | 843
CT-1C Fuel Oil System Pre-Commissioning | 843
CT-1A Fuel Oil System Pre-Commissioning | 843
CT-1A Fuel Gas Pre-Commissioning | 843
CT-1B Fuel Oil System Pre-Commissioning | 843
In-Service Test SWS [511] Pipe | 842
In-Service Test CCW [464] Pipe | 842
In-Service Test CWS [461] Pipe | 842
In-Service Test INA [543] Pipe | 842
Pre-Engineered Building | 841
$-Award Pre-Engineered Building Contract | 841
$-Complete Electrical Building | 841
Engineering Milestone - AWARD ELECTRICAL BUILDINGS | 841
F/R/P STG GSU Bus Support Structure [078] Fdns | 840
F/R/P GSU 1C Bus Support Structure [078] Fdns | 840
F/R/P GSU 1B Bus Support Structure [078] Fdns | 840
F/R/P GSU 1A Bus Support Structure [078] Fdns | 840
MV Switchgear - Internal Review / Revise | 839
MV Switchgear | 839
MV Switchgear One Line - Internal Review/IFOA | 839
MV Switchgear One Line - Revise / Check / IFC | 839
MV Switchgear One Line - Design / Check / IFR | 839
Loop Verfications | 838
Condenser Loop Verification | 838
Condensate System Loop verfication | 838
Laydown Site Grading and Prep - 12 Acres (W. of WH) | 837
Trailer Complex Site Grading and Prep | 837
Parking Area Site Grading and Prep | 837
Warehouse Area Site Grading and Prep | 837
Pull Aux Boiler Gas Cable | 836
Terminate Aux Boiler Blowdown Cable | 836
Pull Aux Steam Piping Cable | 836
Pull Aux Boiler Blowdown Cable | 836
Terminate Aux Boiler & Piping Cable | 836
Pull Aux Boiler & Piping Cable | 836
Terminate Aux Steam Piping Cable | 836
Terminate Aux Boiler Gas Cable | 836
$-Unit 3 - Pour Last Finger Rack Foundation [HRSG1C] | 835
Finger Rack Foundation | 835
$-Unit 2 - Pour Last Finger Rack Foundation [HRSG1B] | 835
$-Unit 1 - Pour Last Finger Rack Foundation [HRSG1A] | 835
$-Unit 2 - Bypass Stack Complete [CTG1B] | 834
$-Unit 3 - Bypass Stack Complete [CTG1C] | 834
$-Unit 1 - Bypass Stack Complete [CTG1A] | 834
Install HRSG 1B Top HP Steam Piping LB | 833
Install HRSG 1B HP Steam Piping SB | 833
Install HRSG 1C HP Steam Piping SB | 833
Install HRSG 1C Top HP Steam Piping LB (NIGHT SHIFT) | 833
Install HRSG 1A Bottom HP Steam Pipe LB | 833
Install HRSG 1A Top HP Steam Piping LB | 833
Install HRSG 1A HP Steam Piping SB | 833
Install HRSG 1B Bottom HP Steam Pipe LB | 833
Install HRSG 1C Bottom HP Steam Pipe LB | 833
Fire Protection in Air Compressor Building | 832
Fire Protection (572) | 832
Test Fire Protection | 832
FIRE PROTECTION | 832
Fire Protection System | 832
Underground Fire Protection | 832
Fire Protection | 832
TO PKG #36 COMMON FUEL OIL SYSTEM | 831
TO PKG #408 COMMON FUEL OIL SYSTEM | 831
408 - COMMON FUEL OIL SYSTEM | 831
FUEL OIL SYSTEM | 831
COMMON FUEL OIL SYSTEM | 831
Common Fuel Oil System | 831
Hot-Mix Asphalt Paving - Design / IFR / IFOR | 830
Hot-Mix Asphalt Paving - Internal / Owner Review | 830
Hot-Mix Asphalt Paving | 830
Hot-Mix Asphalt Paving - Revise / IFC | 830
Combustion Turbine 1C Restore Rotor Air Piping | 829
Combustion Turbine 1A Restore Rotor Air Piping | 829
Combustion Turbine 1B Restore Rotor Air Piping | 829
$-Construction Complete (Turn over to Startup)- Group 6 | 828
$-Construction Complete (Turn over to Startup)- Group 7 (i.e., Mechanical Completion) | 828
$-Construction Complete (Turn over to Startup)- Group 2 | 828
$-Construction Complete (Turn over to Startup)- Group 5 | 828
$-Construction Complete (Turn over to Startup)- Group 4 | 828
$-Construction Complete (Turn over to Startup)- Group 3 | 828
$-Construction Complete (Turn over to Startup)- Group 1 | 828
$-Submit Man-Power, Percent Complete and Commodity Curves and Earned Value report to Owner for approval | 827
$-Owner Approve Man-Power, Percent Complete and Commodity Curves and Earned Value report | 827
Install HRSG 1A MCC [177] Module | 826
Install HRSG 1C MCC [177] Module | 826
Install HRSG 1B MCC [177] Module | 826
Cable Ampacity Study - Design / Check / IFOA | 825
Cable Ampacity Study - Revise / Check / IFC | 825
Cable Ampacity Study - Owner Approval | 825
Cable Ampacity Study | 825
String Conductor for 115kV East Tie Line | 824
String Conductor for 115kV West Tie Line | 824
String Conductor for 230kV Tie Line | 824
Tower Crane Fndn - Receive Owner Comments | 823
Admin Transformer Foundation - Receive Owner Comments | 823
Utility bridge Access Steel - Receive Owner Comments | 823
STG Misc Platform Steel - Receive Owner Comments | 823
Gantry Crane Foundation - Receive Owner Comments | 823
Power Block Support Steel - Receive Owner Comments | 823
WSAC Area Misc. Steel - Receive Owner Comments | 823
Transformer Access Steel - Receive Owner Comments | 823
Utility bridge Foundation - Receive Owner Comments | 823
Blowdown Framing/ Access Steel - Receive Owner Comments | 823
Dredge & Fill Permit (404 Permit) & Wetlands | 822
Agency Issue Permit - Dredge & Fill Permit (404 Permit) & Wetlands | 822
Dredge & Fill Permit, Wetlands Permit, Neuse River Buffer and Rivers ad Harbors Section 10 Permit | 822
PGN Issue to Agency - Dredge & Fill Permit (404 Permit) & Wetlands | 822
Section 8 - Install U/G Utility Pipe - Condenser to Canal - (Area X) | 821
Section 7 - Install U/G Utility Pipe - Condenser to Canal - (Area X) | 821
Section 4 - Install U/G Utility Pipe - Condenser to Canal - (Area X) | 821
Section 3 - Install U/G Utility Pipe - Condenser to Canal - (Area X) | 821
Section 2 - Install U/G Utility Pipe - Condenser to Canal - (Area X) | 821
Section 1 - Install U/G Utility Pipe - Condenser to Canal - (Area X) | 821
Section 5/6 - Install U/G Utility Pipe - Condenser to Canal - (Area X) | 821
CT 1-A Fuel Gas Prep piping for air blows | 820
CT 1-C Fuel Gas Perform air blow on gas piping (all stages) | 820
CT 1-C Fuel Gas Prep piping for air blows | 820
CT 1-A Fuel Gas Perform air blow on gas piping (all stages) | 820
$-Issue Hanger List - IFC (All) | 819
$-Issue Circuit List - IFC | 819
$-Issue Instrument List- IFC | 819
Rail haul of Generator and HIP turbine to Dudley, NC | 818
Discharge Generator and HIP turbine onto rail-car and final approval | 818
Transload and delivery of HIP turbine | 818
HRSG-1B Electrical Raceway | 817
HRSG-1C Raceway Drawings | 817
HRSG-1B Raceway Drawings | 817
HRSG-1A Electrical Raceway | 817
HRSG-1A Raceway Drawings | 817
U/G or Embedded Raceway HRSG 1C | 817
HRSG-1C Electrical Raceway | 817
Utility Corridor | 816
UTILITY CORRIDOR | 816
Install Boiler Feed Water 1C Cable Tray / Conduit | 815
Install Firewater Pumps Cable Tray / Conduit | 815
Install Potable Water Cable Tray / Conduit | 815
Install Circ Water Cable Tray / Conduit | 815
Install Boiler Feed Water 1A Cable Tray / Conduit | 815
Install Boiler Feed Water 1B Cable Tray / Conduit | 815
Install RO Water Supply Cable Tray / Conduit | 815
Install 1A Rack Aux Steam Piping LB [449] (NIGHT SHIFT) | 814
Install 1A Rack Aux Steam Piping SB [449] (NIGHT SHIFT) | 814
Install 1B Rack Aux Steam SB Piping [449] (NIGHT SHIFT) | 814
Install 1C Rack Aux Steam SB Piping [449] (NIGHT SHIFT) | 814
Install 1C Rack Aux Steam LB Piping [449] (NIGHT SHIFT) | 814
Install 1B Rack Aux Steam LB Piping [449] (NIGHT SHIFT) | 814
Blowdown | 813
Common Blowdown Turnover System | 813
Blow Down | 813
Blowdown Sumps | 813
Install Ductbanks and Pull Boxes from Filter Press to Plant | 812
Backfill Underground Ductbank from Filter Press to Existing Plant | 812
Excavate for Underground Ductbank from Filter Press to Existing Plant | 812
LV Swgr Schematics - Revise / Check / IFC | 811
LV Swgr Schematics - Internal Review | 811
LV Swgr Schematics - Design / Check / IFR/IFOR | 811
$-Condenser Complete | 810
Condenser | 810
Set Condenser | 810
CONDENSER | 810
$-Slide-in Condenser | 810
Condensate | 810
Aux Boiler - Vendor Submit Drawings (ME) | 809
Aux Boiler - Vendor Submit Drawings (ST) | 809
Aux Boiler - Vendor Submit Drawings (EL) | 809
Aux Boiler - Review Vendor Drawings (ST) | 809
Aux Boiler - Vendor Submit Drawings (IC) | 809
Aux Boiler - Review Vendor Drawings (EL) | 809
Aux Boiler - Review Vendor Drawings (ME) | 809
Aux Boiler - Review Vendor Drawings (IC) | 809
F/R/P STG Elect Bldg Glycol Contain Tank @ Aux Boiler [193] Fdn | 808
F/R/P STG Elect Bldg Aux Boiler & Assoc Equip [172] Fdns | 808
F/R/P Aux Boiler Sample Panel [075] Foundation | 808
F/R/P STG Aux Boiler Nitrogen Bottle Manifold [185] Fdn | 808
Gen Service Pumps - Negotiate / Award / IFC | 807
Boiler Feed Pumps - Negotiate / Award / IFC | 807
Circ Wtr Pumps - Negotiate / Award / IFC | 807
Sump Pumps - Negotiate / Award / IFC | 807
Fire Pumps - Negotiate / Award / IFC | 807
Intake Structure Foundations - Revise / IFC | 806
Intake Structure Foundations - Design / IFR / IFOA | 806
Intake Area Foundation - Revise / IFC | 806
Intake Area Foundation - Internal Review | 806
Intake Area Foundation - Design / IFR / IFOA | 806
Intake Area Foundation | 806
Engineering Milestone - INTAKE STRUCTURE FOUNDATION IFC | 806
F/R/P Misc Foundations Intake Area | 806
Tune CT 1A | 805
Tune CT 1B | 805
Tune CT 1C | 805
HRSG - Vendor Submit Drawings (EL) | 804
HRSG - Vendor Submit Drawings (IC) | 804
HRSG - Vendor Submit Drawings (ST) | 804
HRSG - Review Vendor Drawings / Return (IC) | 804
HRSG - Review Vendor Drawings / Return (ST) | 804
HRSG - Review Vendor Drawings / Return (ME) | 804
HRSG - Vendor Submit Drawings (ME) | 804
HRSG - Review Vendor Drawings / Return (EL) | 804
Submit HRSG Drawings to Vendor For Detailing | 804
Procurement 01A | 803
Procurement 01C | 803
Procurement 01B | 803
Install DB East of MH #7- DB # 18 | 802
Install DB East of MH # 6- DB # 37 | 802
Install DB East of MH#4- DB# 25 | 802
Install DB East of MH #9- DB# 39 | 802
Install DB East of MH #5- DB # 26 | 802
Install DB West of MH #5- DB #12 | 802
Install DB West of MH #6- DB # 13 | 802
HRSG 1-B Blowdown Complete Turnover Package | 801
HRSG 1-B Blowdown Turnover System | 801
HRSG 1-C Blowdown Complete Turnover Package | 801
HRSG 1-C Blowdown Turnover System | 801
HRSG 1-A Blowdown Complete Turnover Package | 801
HRSG 1-A Blowdown Turnover System | 801
Instrument Air System Pre-Commissioning | 800
Instrument Air (Condenser) Pre-Commissioning | 800
Instrument Air (STG) Pre-Commissioning | 800
Instrument Air (Main Header) Pre-Commissioning | 800
Instrument Air Pre-Commissioning | 800
HRSG Isolation 1A (includes SC Stack) Hydraulic oil flush & prep | 799
HRSG Isolation 1C (includes SC Stack) Hydraulic oil flush & prep | 799
HRSG Isolation 1B (includes SC Stack) Hydraulic oil flush & prep | 799
GST System HSB Isometric - IFR | 798
GST System LB Isometric - Revise / Check / IFC | 798
GST System HSB Isometric - Revise / Check / IFC | 798
GST System LB - Isometric Back Check | 798
GST System HSB Isometric - Internal Review | 798
GST System LB Isometric - Internal Review | 798
Lube Oil System CT-1B Construction Completion Walk | 797
Lube Oil System CT-1A Pre-Commission and Restoration Walk | 797
Lube Oil System CT-1B Pre-Commission and Restoration Walk | 797
Lube Oil System CT-1C Pre-Commission and Restoration Walk | 797
Lube Oil System CT-1A Construction Completion Walk | 797
Lube Oil System CT-1C Construction Completion Walk | 797
TO PKG #87 INSTRUMENT AIR CT 1-C | 796
TO PKG #622 INSTRUMENT AIR CT 1-C | 796
TO PKG #509 INSTRUMENT AIR CT 1-A | 796
TO PKG #86 INSTRUMENT AIR CT 1-B | 796
TO PKG #80 INSTRUMENT AIR CT 1-A | 796
TO PKG #621 INSTRUMENT AIR CT 1-B | 796
F/R/P C/L 1B Finger Rack [083] Foundations (NIGHT SHIFT) | 795
F/R/P C/L 1B Pipe Rack [083] Foundations (NIGHT SHIFT) | 795
F/R/P C/L 1A Finger Rack [083] Foundations (NIGHT SHIFT) | 795
F/R/P C/L 1C Pipe Rack [083] Foundations | 795
F/R/P STG Pipe Rack, Gantry Crane and Lube Oil [083] Foundations | 795
F/R/P HRSG 1C Finger Rack [083] Foundations (NIGHT SHIFT) | 795
F/R/P C/L 1A Pipe Rack [083] Foundations (NIGHT SHIFT) | 795
Boiler Feed Pumps - Vendor Submit Drawings (ST) | 794
Boiler Feed Pumps - Review Vendor Drawings / Return (ST) | 794
Boiler Feed Pumps - Vendor Submit Drawings (ME) | 794
Boiler Feed Pumps | 794
$-Award Boiler Feed water Pump Contract | 794
Boiler Feed Pumps - Issue Vendor for Owner Approval | 794
Boiler Feed Pumps - Owner Review | 794
Boiler Feed Pumps - Vendor Submit Drawings (EL) | 794
Boiler Feed Pumps - Review Vendor Drawings / Return (EL) | 794
Boiler Feed Pumps -Receive Vendor Proposals | 794
Boiler Feed Pumps - Internal Review / Revise | 794
Boiler Feed Pumps - Review Vendor Drawings / Return (ME) | 794
CCW System AG P&ID - Revise / Check / RFR | 793
CRH System AG P&ID - Revise / Check / RFR | 793
LPS System AG P&ID - Revise / Check / RFR | 793
FGS System AG P&ID - Revise / Check / RFR | 793
CFD System AG P&ID - Revise / Check / RFR | 793
INA System AG P&ID - Revise / Check / RFR | 793
CMG System AG P&ID - Revise / Check / RFR | 793
AXS System AG P&ID - Revise / Check / RFR | 793
ARM System AG P&ID - Revise / Check / RFR | 793
HPS System AG P&ID - Revise / Check / RFR | 793
LOS System AG P&ID - Revise / Check / RFR | 793
AQA System AG P&ID - Revise / Check / RFR | 793
CCF System AG P&ID - Revise / Check / RFR | 793
CND System AG P&ID - Revise / Check / RFR | 793
STP System AG P&ID - Revise / Check / RFR | 793
HRH System AG P&ID - Revise / Check / RFR | 793
SMP System AG P&ID - Revise / Check / RFR | 793
FOL System AG P&ID - Revise / Check / RFR | 793
BFW System AG P&ID - Revise / Check / RFR | 793
CT-1B Fuel Gas Construction Completion Walk | 792
CT-1A Fuel Oil System Construction Completion Walk | 792
Gas System Construction Completion Walk | 792
CT-1C Fuel Gas Construction Completion Walk | 792
CT-1B Fuel Oil System Construction Completion Walk | 792
Common Fuel Oil System Construction Completion Walk | 792
CT-1C Fuel Oil System Construction Completion Walk | 792
CT-1A Fuel Gas Construction Completion Walk | 792
Ductbank/Manholes - Revise / IFC | 791
Ductbank Main Runs/Manholes (Cast-in-place) | 791
Ductbank/Manholes- Receive Owner Comments | 791
Ductbank/Manholes - Internal Review | 791
Ductbank/Manholes - Design / IFR / IFOA | 791
Admin Bldg Unloading Dock Foundation - Revise / IFC | 790
Admin Bldg Unloading Dock Foundation - Receive Owner Comments | 790
Admin Bldg Unloading Dock Foundation - Design / IFR / IFOA | 790
Admin Bldg Unloading Dock Foundation - Internal Review | 790
$-Unit 3 - Complete Installation of Evap Coolers [CTG1C] | 789
$-Unit 2 - Complete Installation of Evap Coolers [CTG1B] | 789
$-Unit 1 - Complete Installation of Evap Coolers [CTG1A] | 789
STG Area Piles (including GSU) | 788
CTG 1B Area Piles (including GSU & Isophase) | 788
CTG 1A Area Piles (Including GSU and Isophase) | 788
CTG 1C Area Piles (including GSU & Isophase) | 788
CT-1C Fuel Oil System Pre-Commission and Restoration Walk | 787
Common Fuel Oil System Pre-Commission and Restoration Walk | 787
CT-1A Fuel Oil System Pre-Commission and Restoration Walk | 787
Gas System Pre-Commission and Restoration Walk | 787
CT-1A Fuel Gas Pre-Commission and Restoration Walk | 787
CT-1B Fuel Oil System Pre-Commission and Restoration Walk | 787
CT-1C Fuel Gas Pre-Commission and Restoration Walk | 787
CT-1B Fuel Gas Pre-Commission and Restoration Walk | 787
Development Permit and Wayne Co Storm Water Ordinance - Submit to Agency (PGN) | 786
Development Permit and Wayne Co Storm Water Ordinance - Re-Submit to PGN for Review | 786
DEVELOPMENT PERMIT AND STORM WATER ORDINANCE | 786
Medium Voltage Notification of Turnover Walk to PGN | 785
Low Voltage Notification of Turnover Walk to PGN | 785
Cathodic Protection Notification of Turnover Walk to PGN | 785
Cathodic Protection System Turnover Walk with PGN | 785
CCW #2 (@ STG AREA) Notification of Turnover Walk to PGN | 785
Sample System Notification of Turnover Walk to PGN | 785
CCW #2 (@ STG AREA) System Turnover Walk with PGN | 785
Condensate System #1 Notification of Turnover Walk to PGN | 785
DC Power Notification of Turnover Walk to PGN | 785
High Voltage Notification of Turnover Walk to PGN | 785
Uninterruptible Power Notification of Turnover Walk to PGN | 785
DEMIN #2 (@ STG AREA) Notification of Turnover Walk to PGN | 785
DEMIN #2 (@ STG AREA) System Turnover Walk with PGN | 785
Condenser Notification of Turnover Walk to PGN | 785
Grounding Notification of Turnover Walk to PGN | 785
STG LO System System Turnover Walk with PGN | 785
Condensate System Notification of Turnover Walk to PGN | 785
STG LO System Notification of Turnover Walk to PGN | 785
Erect & Install CTG 1C FOWI Enclosure | 784
Erect & Install CTG 1A FOWI Enclosure | 784
Erect & Install CTG 1B FOWI Enclosure | 784
Terminate Common Fuel Oil System Cable | 783
Pull Common Fuel Oil System Cable | 783
Pull Fuel Oil Tank & System Cable | 783
Terminate Fuel Oil Tank & System Cable | 783
Terminate Gas System Common Cable | 783
Pull Gas System Common Cable | 783
SUS XFMRS- Internal Review / Revise | 782
SUS XFMRS - Prepare Spec / IFR | 782
SUS XFMRS - Review / Revise / IFP/IFOR | 782
Install HRSG 1A Inlet Duct Insulation/Liners | 781
Install HRSG 1C Insulation/Liners | 781
Install HRSG 1A Insulation/Liners | 781
Install HRSG 1C Insulation/Liners Col AA-AG | 781
Install HRSG 1C Inlet Duct Insulation/Liners | 781
Install HRSG 1A Transition Duct Insulation/Liners | 781
Install HRSG 1B Insulation/Liners | 781
Install HRSG 1B Transition Duct Insulation/Liners | 781
Install HRSG 1B Inlet Duct Insulation/Liners | 781
Plant Communications - Review / Revise / IFP/IFOR | 780
Transmitters - Review / Revise / IFP / IFOR | 780
Plant Communications - Prepare Spec / IFR | 780
Transmitters - Prepare Spec / IFR | 780
Medium Voltage Megger 480V cables | 779
Low Voltage Megger 120/208/240V cables | 779
High Voltage Megger 5 kV cables | 779
Procurement FP-303 Mechanical | 778
Procurment FP-312 Mechanical | 778
Procurement FP-601 Mechanical | 778
Procurement FP-311 Mechanical | 778
Procurement FP-212 Mechanical | 778
Procurement FP-307 Mechanical | 778
Procurement FP-602 Mechanical | 778
Sampling (519) | 777
Fab and Deliver Sampling [519] | 777
Sampling | 777
Combustion Turbine 1B Turnover System | 776
Combustion Turbine 1C Complete Turnover Package | 776
Combustion Turbine 1C Turnover System | 776
Combustion Turbine 1A Turnover System | 776
Combustion Turbine 1B Complete Turnover Package | 776
Combustion Turbine 1A Complete Turnover Package | 776
CT-1A Fuel Oil Motor PDMA | 775
Common Fuel Oil Motor PDMA | 775
CT-1B Fuel Oil Motor PDMA | 775
CT - 1C Fuel Oil System Motor PDMA | 775
Issue Spare Parts List for Owner Review | 774
Spare Parts List | 774
Install HRSG 1C Bottom LP Pipe LB | 773
Install HRSG 1B Bottom LP Pipe LB | 773
Install HRSG 1C Top LP Piping LB | 773
Install HRSG 1B Top LP Piping LB | 773
Install HRSG 1A Bottom LP Pipe LB | 773
Install HRSG 1A Top LP Piping LB | 773
AXS System HSB Isometric - Internal Review | 772
AXS System LB - Isometric Back Check | 772
AXS System LB Isometric - Revise / Check / IFC | 772
AXS System HSB Isometric - Revise / Check / IFC | 772
AXS System LB Isometric - Internal Review | 772
HPS System LB Isometric - Route / Issue for Stress Analysis | 771
STP System HSB Isometric - Route / Issue for Stress Analysis | 771
HRH System HSB Isometric - Route / Issue for Stress Analysis | 771
STP System LB Isometric - Route / Issue for Stress Analysis | 771
LPS System HSB Isometric - Route / Issue for Stress Analysis | 771
LPS System LB Isometric - Route / Issue for Stress Analysis | 771
HPS System HSB Isometric - Route / Issue for Stress Analysis | 771
HRH System LB Isometric - Route / Issue for Stress Analysis | 771
CRH System LB Isometric - Route / Issue for Stress Analysis | 771
CRH System HSB Isometric - Route / Issue for Stress Analysis | 771
Excavate for Underground Pipe C/L 1C Between MH 3 and MH 6 | 770
Excavate for Remaining Piping North of MH#4 | 770
Excavate for underground utility installation | 770
Excavate for Underground Pipe C/L 1C North of MH 6 to N. Road | 770
Pull HRSG Flue Gas Side 1B Cable | 769
Terminate HRSG Flue Gas Side 1B Cable | 769
Terminate HRSG Flue Gas Side 1C Cable | 769
Pull HRSG Flue Gas Side 1A Cable | 769
Terminate HRSG Flue Gas Side 1A Cable | 769
Pull HRSG Flue Gas Side 1C Cable | 769
HRSG Steam Side 1 Turnover System | 768
HRSG Steam Side 1 Complete Turnover Package | 768
HRSG Steam Side 2 Turnover System | 768
HRSG Steam Side 3 Turnover System | 768
HRSG Steam Side 3 Complete Turnover Package | 768
HRSG Steam Side 2 Complete Turnover Package | 768
Cold Small Bore Issue3 | 767
Cold Small Bore Issue2 | 767
Cold Small Bore Issue1 | 767
HRSG Isolation 1C (includes SC Stack) Pre-Commission and Restoration Walk | 766
HRSG Isolation 1C (includes SC Stack) Construction Completion Walk | 766
HRSG Isolation 1B (includes SC Stack) Pre-Commission and Restoration Walk | 766
HRSG Isolation 1B (includes SC Stack) Construction Completion Walk | 766
HRSG Isolation 1A (includes SC Stack) Construction Completion Walk | 766
HRSG Isolation 1A (includes SC Stack) Pre-Commission and Restoration Walk | 766
Preliminary Layout Complete | 765
Building Layout Drawings | 765
Complete Initial Layout | 765
Building Layouts | 765
Pull Wire 01A | 764
Pull Wire | 764
Pull Wire 01B | 764
Pull Wire 01C | 764
Panel Board Dwgs - Design / IFR / IFOR | 763
Panel Board Dwgs - Internal Review | 763
Panel Board Dwgs- Owner Review | 763
Panel Board Dwgs- Revise / IFC | 763
$-Unit 3 - CTG Final Alignment Complete [CTG1C] | 762
$-Unit 1 - CTG Final Alignment Complete [CTG1A] | 762
$-Unit 2 - CTG Final Alignment Complete [CTG1B] | 762
$-Complete Final Tops On Alignment | 762
$-STG Final Alignment Complete | 762
HRSG 1-C Blowdown Flush service water supply | 761
HRSG 1-A Blowdown Flush service water supply | 761
HRSG 1-B Blowdown Flush service water supply | 761
Common Blowdown Flush service water supply | 761
WSAC Drains Tank Foundation - Design / IFR / IFOA | 760
WSAC Drains Tank Foundation | 760
WSAC Drains Tank Foundation - Revise / IFC | 760
WSAC Drains Tank Foundation - Internal Review | 760
Misc Deliverables/Location Plans/ General Notes | 759
Provision of information and creation of planning with local resident likely to be impacted by the heavy haul | 759
Provision of information and scheduling of public ulility entities | 759
Provision of information and developing plans that mitigate the impact on emergency services | 759
U/G Circ Wtr Piping - Vendor Submit Drawings (ME) | 758
U/G Circ Wtr Piping - Vendor Submit Drawings (ST) | 758
U/G Circ Wtr Piping - Review Vendor Drawings / Return (ST) | 758
Piping Specialties - Vendor Submit Drawings (ME) | 758
Piping Specialties - Review Vendor Drawings / Return (ME) | 758
U/G Circ Wtr Piping - Review Vendor Drawings / Return (ME) | 758
A/G Circ Wtr Piping - Review Vendor Drawings / Return (ME) | 758
A/G Circ Wtr Piping - Vendor Submit Drawings (ST) | 758
A/G Circ Wtr Piping - Vendor Submit Drawings (ME) | 758
A/G Circ Wtr Piping - Review Vendor Drawings / Return (ST) | 758
Hydro & Restore DWS [514] Pipe | 757
Hydro & Restore VPS [462] Pipe | 757
Hydro & Restore HRH [442] Pipe | 757
Hydro & Restore HPS [441] Pipe | 757
Hydro & Restore BDN [218] Pipe | 757
Hydro & Restore CFD [517] Pipe | 757
Hydro & Restore Main Rack 1A BFW 1A [481] Pipe | 757
Hydro & Restore CCF [516] Pipe | 757
Hydro & Restore SMP [519] Pipe | 757
Hydro & Restore PDR [521] Pipe | 757
Hydro & Restore BFW 1B [481] Pipe | 757
Hydro & Restore CND [471] Pipe (Phase 1) | 757
Hydro & Restore WDR/SDR [526/578] Pipe | 757
Hydro & Restore CMG [546] Pipe | 757
Hydro & Restore PWS [577] Pipe | 757
Hydro & Restore AQA [255] Pipe | 757
Hydro & Restore CRH [444] Pipe | 757
Hydro & Restore LPS [443] Pipe | 757
Hydro & Restore CTP [311] Pipe | 757
Hydro & Restore CMG [547] Pipe | 757
Hydro & Restore BFW 1C [481] Pipe | 757
Hydro & Restore AXS [449] Pipe | 757
Hydro & Restore CHW [377] Pipe | 757
Hydro & Restore FPS [572] Pipe | 757
CTG-1B EI's Internal Release - Design / Check / IFR | 756
CTG-1C EI's Internal Release - Design / Check / IFR | 756
CTG-1C EI's Internal Release - Internal Review | 756
CTG-1C EI's Internal Release - Revise / IFC | 756
CTG-1A EI's Internal Release - Design / Check / IFR | 756
Cntrl Valves - Vendor Submit Drawings (ME) | 755
Cntrl Valves - Review Vendor Drawings / Return (EL) | 755
Cntrl Valves - Internal Review / Revise | 755
Cntrl Valves -Receive Vendor Proposals | 755
Cntrl Valves - Issue Vendor for Owner Approval | 755
Cntrl Valves- Vendor Fab/Delivery | 755
Cntrl Valves - Negotiate / Award / IFC | 755
Cntrl Valves - Vendor Submit Drawings (EL) | 755
Cntrl Valves remaining- Vendor Fab/Delivery | 755
Cntrl Valves - Owner Review | 755
Cntrl Valves - Review Vendor Drawings / Return (ME) | 755
Cntrl Valves - Technical Bid Analysis | 755
STP System HSB Isometric - Incorp Stress Analysis Comments / Check / IFR | 754
LPS System HSB Isometric - Incorp Stress Analysis Comments / Check / IFR | 754
HPS System LB Isometric - Incorp Stress Analysis Comments / Check / IFR | 754
HPS System HSB Isometric - Incorp Stress Analysis Comments / Check / IFR | 754
CRH System HSB Isometric - Incorp Stress Analysis Comments / Check / IFR | 754
LPS System LB Isometric - Incorp Stress Analysis Comments / Check / IFR | 754
CRH System LB Isometric - Incorp Stress Analysis Comments / Check / IFR | 754
HRH System LB Isometric - Incorp Stress Analysis Comments / Check / IFR | 754
HRH System HSB Isometric - Incorp Stress Analysis Comments / Check / IFR | 754
STG | 753
STG AREA | 753
STG I&C/E Checkout | 753
STG Screen Outage | 753
STG Vendor Equipment | 753
Erect/Install STG Enclosure and Lagging | 753
Roll STG/ Sync | 753
Tune STG Bypass System | 753
Install 1A LP Steam [443] Finger Rack Pipe LB (NIGHT SHIFT) | 752
Install 1A HP Steam [441] Finger Rack Pipe SB (NIGHT SHIFT) | 752
Install 1A CRH Steam [444] Finger Rack Pipe SB (NIGHT SHIFT) | 752
Install 1C HP Steam [441] Finger Rack Pipe SB (NIGHT SHIFT) | 752
Install 1A LP Steam [443] Finger Rack Pipe SB (NIGHT SHIFT) | 752
Install 1A HRH Steam [442] Finger Rack Pipe LB (NIGHT SHIFT) | 752
Install 1A HP Steam [441] Finger Rack Pipe LB (NIGHT SHIFT) | 752
Install 1A CRH Steam [444] Finger Rack Pipe LB (NIGHT SHIFT) | 752
Install 1C CRH Steam [444] Finger Rack Pipe LB (NIGHT SHIFT) | 752
Install 1B HP Steam [441] Finger Rack Pipe SB (NIGHT SHIFT) | 752
Install 1B LP Steam [443] Finger Rack Pipe SB (NIGHT SHIFT) | 752
Install 1B HRH Steam [442] Finger Rack Pipe LB (NIGHT SHIFT) | 752
Install 1B CRH Steam [444] Finger Rack Pipe LB (NIGHT SHIFT) | 752
Install 1B LP Steam [443] Finger Rack Pipe LB (NIGHT SHIFT) | 752
Install 1C HP Steam [441] Finger Rack Pipe LB (NIGHT SHIFT) | 752
Install 1C LP Steam [443] Finger Rack Pipe LB (NIGHT SHIFT) | 752
Install 1C HRH Steam [442] Finger Rack Pipe LB (NIGHT SHIFT) | 752
Install 1C LP Steam [443] Finger Rack Pipe SB (NIGHT SHIFT) | 752
Install 1B HP Steam [441] Finger Rack Pipe LB (NIGHT SHIFT) | 752
HRSG Steam Side 1 Construction Completion Walk | 751
HRSG Flue Gas Side 3 Construction Completion Walk | 751
HRSG Flue Gas Side 2 Construction Completion Walk | 751
HRSG Steam Side 3 Construction Completion Walk | 751
HRSG Flue Gas Side 1 Construction Completion Walk | 751
HRSG Steam Side 2 Construction Completion Walk | 751
Lube Oil System CT-1B Notification of Turnover Walk to PGN | 750
Lube Oil System CT-1B System Turnover Walk with PGN | 750
Lube Oil System CT-1C Notification of Turnover Walk to PGN | 750
Lube Oil System CT-1A System Turnover Walk with PGN | 750
Lube Oil System CT-1C System Turnover Walk with PGN | 750
Lube Oil System CT-1A Notification of Turnover Walk to PGN | 750
5kV Schematics - Design / Check / IFR/IFOA | 749
5kV Schematics - Internal Review | 749
5kV Schematics - Revise / Check / IFC | 749
Engineering Milestone - 5kV SCHEMATICS IFC | 749
CT - 1C Fuel Oil System Prep for water injection flush | 748
CT-1A Fuel Oil Prep for water injection flush | 748
CT-1B Fuel Oil Prep for oil flush | 748
CT-1B Fuel Oil Prep for water injection flush | 748
CT - 1C Fuel Oil System Prep for oil flush | 748
CT-1A Fuel Oil Prep for oil flush | 748
Erect HRSG 1C Top Silencer and Silencer Steel | 747
Erect HRSG 1B Top Silencer and Silencer Steel | 747
Erect HRSG 1A Top Silencer and Silencer Steel | 747
F/R/P Fuel Gas Silencer Foundations (1, 2 and 3) | 747
Install Fuel Gas Silencer Steel | 747
TO PKG #107 LOW VOLTAGE | 746
TO PKG #06 HIGH VOLTAGE | 746
TO PKG #08 MEDIUM VOLTAGE | 746
TO PKG #108 MEDIUM VOLTAGE | 746
TO PKG #07 LOW VOLTAGE | 746
TO PKG #106 HIGH VOLTAGE | 746
General | 745
GENERAL | 745
STG/BOP Bldg Floor Framing - Revise / IFC | 744
STG/BOP Building Floor Framing | 744
STG/BOP Bldg Floor Framing - Receive Owner Comments | 744
STG/BOP Bldg Floor Framing - Internal Review | 744
STG/BOP Bldg Floor Framing - Design / IFR / IFOA | 744
A/G Circulating Water Line Supports | 743
A/G Circulating Water Line Supports (Intake) - Design / IFR / IFOA | 743
A/G Circulating Water Line Supports (Intake) - Receive Owner Comments | 743
A/G Circulating Water Line Supports (Intake) - Internal Review | 743
A/G Circulating Water Line Supports (Intake) - Revise / IFC | 743
Table Top - Install Blockouts (NIGHT SHIFT) | 742
Table Top - Shoring (Night Shift) | 742
Table Top - Install Embeds (NIGHT SHIFT) | 742
Table Top - Edge Forms (NIGHT SHIFT) | 742
Erect HRSG 1B Jib Crane | 741
Demob Crane | 741
Erect HRSG 1A Jib Crane | 741
Erect HRSG 1C Jib Crane | 741
Install Demin Water RO Permeate Forwarding Pumps [668] | 740
Install Demin Area Service Water Pumps [021] | 740
Demin Forwarding Pumps | 740
Install Demin Water Pumps [030] | 740
Fab and Deliver Fire Protection [572] | 739
Fire Protection - Vendor Fab/Delivery | 739
Fire Protection - Receive Vendor Proposals | 739
UG Fire Protection - Vendor Fab/Delivery | 739
Fire Pumps -Receive Vendor Proposals | 739
Fire Pumps - Vendor Fab/Delivery | 739
Install Temp Facility Operations Trailer - 6 Wide | 738
Install Temp Facility Orientation Trailer - 2 Wide | 738
Install Temp Facility OEM Trailers - 3 x Single Wide | 738
Install Temp Facility Conference Trailer - 2 Wide | 738
Install Temp Facility Safety Trailer - 3 Wide | 738
Install Temp Facility Quality/Doc Control Trailer - 4 Wide | 738
Install Temp Facility Administration Trailer - 6 Wide | 738
Condensate Pumps | 737
Condensate Pumps - Owner Review | 737
Condensate Pumps - Vendor Submit Drawings (ST) | 737
Condensate Pumps - Negotiate / Award / IFC | 737
Condensate Pumps - Review / Revise / IFP/IFOR | 737
Condensate Pumps - Internal Review / Revise | 737
Condensate Pumps - Vendor Fab/Delivery | 737
Condensate Pumps - Review Vendor Drawings / Return (EL) | 737
Condensate Pumps - Review Vendor Drawings / Return (ME) | 737
Condensate Pumps - Vendor Submit Drawings (EL) | 737
Condensate Pumps - Prepare Spec / IFR | 737
Condensate Pumps - Vendor Submit Drawings (ME) | 737
Condensate Pumps -Receive Vendor Proposals | 737
Condensate Pumps - Technical Bid Analysis | 737
Condensate Pumps - Issue Vendor for Owner Approval | 737
Condensate Pumps - Review Vendor Drawings / Return (ST) | 737
115kV Line Disconnected | 736
13.8kV Line Disconnected | 736
TO PKG #65 DUCT BURNERS HRSG 1B | 735
TO PKG #704 DUCT BURNERS HRSG 1B | 735
TO PKG #63 DUCT BURNERS HRSG 1A | 735
TO PKG #702 DUCT BURNERS HRSG 1A | 735
TO PKG #67 DUCT BURNERS HRSG 1C | 735
TO PKG #706 DUCT BURNERS HRSG 1C | 735
Boiler Feed Water 3 Turnover System | 734
Boiler Feed Water 3 Complete Turnover Package | 734
Boiler Feed Water 1 Turnover System | 734
Boiler Feed Water 2 Turnover System | 734
Boiler Feed Water 2 Complete Turnover Package | 734
Boiler Feed Water 1 Complete Turnover Package | 734
Install CTG 1C Lift Oil Pressure Test (SPG Provided) | 733
Install CTG 1B Lift Oil Pressure Test (SPG Provided) | 733
Install CTG 1A Lift Oil Pressure Test (SPG Provided) | 733
HRSG Flue Gas Side 2 Complete Turnover Package | 732
HRSG Flue Gas Side 1 Complete Turnover Package | 732
HRSG Flue Gas Side 1 Turnover System | 732
HRSG Flue Gas Side 3 Complete Turnover Package | 732
HRSG Flue Gas Side 3 Turnover System | 732
HRSG Flue Gas Side 2 Turnover System | 732
TO PKG #306 BOILER FEED WATER 1B | 731
TO PKG #21 BOILER FEED WATER 1 | 731
TO PKG #28 BOILER FEED WATER 3 | 731
TO PKG #303 BOILER FEED WATER 1A | 731
TO PKG #310 BOILER FEED WATER 1C | 731
TO PKG #24 BOILER FEED WATER 2 | 731
Waste Water Collection Basins (5) | 730
Test Waste Water | 730
Waste Water Disposal | 730
Waste Water Drains | 730
Waste Water Drains (526) | 730
Waste Water Collection Basin (cast-in-place) | 730
HRSG Chemical Feed 1C I&C calibration checks | 729
HRSG Chemical Feed 1A I&C calibration checks | 729
Common Chemical Feed I&C calibration checks | 729
HRSG Chemical Feed 1B I&C calibration checks | 729
$-Unit 3 - Set first HRSG Component [HRSG1C] | 728
$-Unit 1 - Set first HRSG Component [HRSG1A] | 728
$-Unit 2 - Set first HRSG Component [HRSG1B] | 728
Set Ring 3 | 727
Set Ring 8 | 727
Set Ring 6 | 727
Set Ring 10 | 727
Set Ring 9 | 727
Set Ring 5 | 727
Set Ring 4 | 727
Set Ring 7 | 727
Dirtwork for Subgrade Foundations C/L 1C - Between MH 3 and MH 6 | 726
Dirtwork for Subgrade Foundations C/L 1C - North of MH 6 to N. Road | 726
Dirtwork for Subgrage Foundations C/L 1A - From MH 8 to North End | 726
Dirtwork for Subgrade Foundations STG | 726
Dirtwork for Subgrade Foundations C/L 1A - Between MH 1 and MH 4 | 726
Dirtwork for Subgrade Foundations C/L 1B - Between MH 5 and MH 9 (NIGHT SHIFT) | 726
Dirtwork for Subgrade Foundations C/L 1B - Between MH 2 and MH 5 (NIGHT SHIFT) | 726
Dirtwork for Subgrade Foundations C/L 1A - Between MH 4 and MH 8 (NIGHT SHIFT ONCE RESUMES) | 726
Aux Steam Piping System Turnover Walk with PGN | 725
Aux Boiler Blowdown Notification of Turnover Walk to PGN | 725
Aux Steam Piping Notification of Turnover Walk to PGN | 725
Aux Boiler Blowdown System Turnover Walk with PGN | 725
Aux Boiler Gas System Turnover Walk with PGN | 725
Aux Boiler Gas Notification of Turnover Walk to PGN | 725
Aux Boiler & Piping Notification of Turnover Walk to PGN | 725
Aux Boiler & Piping System Turnover Walk with PGN | 725
Remove Door Sheet From SR-1 - Tank B | 724
Remove Door Sheet From SR-1 - Tank A | 724
Remove Door Sheet from 1st Ring - FO Tank | 724
Remove Door Sheet from Primary Tank - FO Tank | 724
Steam Bypass Valves and Desuperheaters - Receive Vendor Proposals | 723
Steam Bypass Valves and Desuperheaters | 723
Steam Bypass Valves and Desuperheaters - Internal Review | 723
Steam Bypass Valves and Desuperheaters - Review / Revise / IFP/ IFOR | 723
Steam Bypass Valves and Desuperheaters - Vendor Submit Drawings (ME) | 723
Steam Bypass Valves and Desuperheaters - Vendor Submit Drawings (EL) | 723
Steam Bypass Valves and Desuperheaters - Prepare Spec / IFR | 723
Steam Bypass Valves and Desuperheaters - Negotiate / Award | 723
Steam Bypass Valves and Desuperheaters - Review Vendor Drawings (EL) | 723
Steam Bypass Valves and Desuperheaters - Technical Bid Analysis | 723
Steam Bypass Valves and Desuperheaters - Owner Review | 723
Steam Bypass Valves and Desuperheaters - Issue Vendor for Owner Approval | 723
Steam Bypass Valves and Desuperheaters - Review Vendor Drawings (ME) | 723
TO PKG #51 CONDENSATE SYSTEM | 722
TO PKG #608 CONDENSER | 722
TO PKG #52 CONDENSER | 722
TO PKG #607 CONDENSATE SYSTEM # 2 | 722
TO PKG #516 CONDENSATE #1 | 722
Erect HRSG 1B Damper Panels ( 6 - including insulation, liners and weld out) | 721
Erect HRSG 1C Damper Panels (6 - including insulation, liners and weld out) | 721
Erect Damper Panels (6 - including insulation, liners and weld out) | 721
CENTERLINE 1B | 720
CENTERLINE 1A | 720
CENTERLINE 1C | 720
Flow Nozzles & Orifice Plates - Internal Review / Revise | 719
Flow Nozzles & Orifice Plates - Technical Bid Analysis | 719
Flow Nozzles & Orifice Plates - Negotiate / Award / IFC | 719
Flow Nozzles & Orifice Plates - Review / Revise / IFP / IFOR | 719
Flow Nozzles & Orifice Plates - Prepare Spec / IFR | 719
Flow Nozzles & Orifice Plates - Receive Vendor Proposals | 719
Flow Nozzles & Orifice Plates - Vendor Submit Drawings (IC) | 719
Flow Nozzles & Orifice Plates - Review Vendor Drawings / Return (IC) | 719
Flow Nozzles & Orifice Plates - Vendor Fab/Delivery | 719
Flow Nozzles & Orifice Plates - Owner Review | 719
$-Unit 3 - Pour First Duct bank in Power Block [CTG1C] | 718
$-Unit 3 - Pour Last Duct bank in Power Block [CTG1C] | 718
$-Unit 1 - Pour First Duct bank in Power Block [CTG1A] | 718
$-Unit 1 - Pour Last Duct bank in Power Block [CTG1A] | 718
$-Unit 2 - Pour Last Duct bank in Power Block [CTG1B] | 718
$-Unit 2 - Pour First Duct bank in Power Block [CTG1B] | 718
Duct Burner Skid Fndn | 717
Duct Burner Skid Foundation - Revise / IFC | 717
Duct Burner Skid Foundation - Design / IFR / IFOA | 717
Duct Burner Skid Foundation - Internal Review | 717
Duct Burner Skid Foundation - Receive Owner Comments | 717
5kV Bldg Floor Framing - Internal Review | 716
5kV Building Floor Framing | 716
5kV Bldg Floor Framing - Design / IFR / IFOA | 716
5kV Bldg Floor Framing - Receive Owner Comments | 716
5kV Bldg Floor Framing - Revise / IFC | 716
Fab and Deliver HRH SB Pipe [442] | 715
Fab and Deliver CRH SB Pipe [444] | 715
Fab and Deliver Misc. CT SB Pipe [311] | 715
Fab and Deliver LP SB Pipe [443] | 715
Fab and Deliver HP SB Pipe [441] | 715
Fab and Deliver BFW SB Pipe [481] | 715
Fab and Deliver Circ Water Pipe [461] | 715
Fab and Delivery Vacuum Priming Pipe [462] | 715
Fab and Deliver Air Removal Pipe [452] | 715
Step up Transformer & IPB STG Complete PS-1 Punchlist Items | 714
Step Up Transformer & IPB CT-1B Complete PS-1 Punchlist Items | 714
Step Up Transformer & IPB CT-1C Complete PS-1 Punchlist Items | 714
Step Up Transformer & IPB CT-1A Complete PS-1 Punchlist Items | 714
Station Service Transformers Complete PS-1 Punchlist Items | 714
HP LB Valves - Vendor Submit Drawings (ME) | 713
HP SB Valves - Review Vendor Drawings (ME) | 713
HP SB Valves - Review Vendor Drawings (EL) | 713
HP SB Valves - Vendor Submit Drawings (EL) | 713
HP LB Valves - Vendor Submit Drawings (IC) | 713
LP SB Valves - Vendor Submit Drawings (ME) | 713
LP LB Valves - Review Vendor Drawings (ME) | 713
LP LB Valves - Vendor Submit Drawings (ME) | 713
HP LB Valves - Review Vendor Drawings (ME) | 713
HP SB Valves - Vendor Submit Drawings (ME) | 713
LP SB Valves - Review Vendor Drawings (ME) | 713
Steam Low Press Construction Completion Walk | 712
Heat Tracing Construction Completion Walk | 712
Steam Cold Reheat Construction Completion Walk | 712
Steam High Press Construction Completion Walk | 712
Steam Hot Reheat Construction Completion Walk | 712
Pressure Safety Valves - Technical Bid Analysis | 711
Pressure Safety Valves - Issue Vendor for Owner Approval | 711
Pressure Safety Valves - Vendor Submit Drawings (ME) | 711
Pressure Safety Valves - Internal Review / Revise | 711
Pressure Safety Valves | 711
Pressure Safety Valves - Review Vendor Drawings / Return (ME) | 711
Pressure Safety Valves -Receive Vendor Proposals | 711
Pressure Safety Valves Owner Review | 711
Pressure Safety Valves - Vendor Fab/Delivery | 711
Pressure Safety Valves - Negotiate / Award / IFC | 711
Install HRSG 1B Area U/G Pipe Branch Lines | 710
Install HRSG 1C Area U/G Pipe Branch Lines - Under Slab | 710
Install HRSG 1C Area U/G Pipe Branch Lines | 710
Install HRSG 1A Area U/G Pipe Branch Lines | 710
Install HRSG 1B Area U/G Pipe Branch Lines - Under Slab | 710
Install HRSG 1A Area U/G Pipe Branch Lines - Under Slab | 710
Set HRSG 1A Diverter Hydraulic Skid | 709
Set HRSG 1C Diverter Hydraulic Skid | 709
Set HRSG 1B Diverter Seal Air Skid | 709
Set HRSG 1B Diverter Hydraulic Skid | 709
Set HRSG 1C Diverter Seal Air Skid | 709
Set HRSG 1A Diverter Seal Air Skid | 709
Hydro Testing FP-404 | 708
Hydro Testing FP-309 | 708
Hydro Testing FP-308 | 708
Hydro Testing FP-213 | 708
Hydro Testing FP-303 | 708
Hydro Testing FP-311 | 708
Hydro Testing FP-601 | 708
Hydro Testing FP-312 | 708
Hydro Testing FP-301 | 708
Hydro Testing FP-307 | 708
Hydro Testing FP-212 | 708
Hydro Testing FP-602 | 708
Hydro Testing FP-604 | 708
AUX Boiler Fndn - Revise / IFC | 707
Aux Boiler Sample Panel Foundation - Revise / IFC | 707
Aux Boiler - Review / Revise / IFP/ IFOR | 707
Aux Boiler Area Foundation - Design / IFR / IFOA | 707
Aux Boiler - Prepare Spec / IFR | 707
Aux Boiler Area Panel - Revise / IFC | 707
Aux Boiler Sample Panel Foundation - Design / IFR / IFOA | 707
AUX Boiler Fndn - Design / IFR / IFOA | 707
$-Complete all Ladders / Handrails / Grating on HRSG and Finger Rack [HRSG1C] | 706
$-Complete all Ladders / Handrails / Grating on HRSG and Finger Rack [HRSG1A] | 706
$-Complete all Ladders / Handrails / Grating on HRSG and Finger Rack [HRSG1B] | 706
Execute Contract w/ Demo Sub (Penhall) | 705
Contracting With Demo Sub (Penhall) | 705
Penhall Demo | 705
POTABLE WATER | 704
Potable Water (577) | 704
TO PKG #406 POTABLE WATER | 704
406 - POTABLE WATER | 704
Potable Water | 704
TO PKG #34 POTABLE WATER | 704
Terminate Devices FP-213 | 703
Terminate Devices FP-503 | 703
Terminate Devices FP-204 | 703
Terminate Devices FP-202 | 703
Terminate Devices FP-208 | 703
Terminate Devices FP-603 | 703
Terminate Devices FP-313 | 703
Terminate Devices | 703
Terminate Device FP-210 | 703
Terminate Devices FP-605 | 703
Terminate Devices FP-316 | 703
Terminate Devices FP-211 | 703
Terminate Devices FP-401 | 703
Terminate Devices FP-207 | 703
Terminate Devices FP-601 | 703
Terminate Devices FP-604 | 703
Terminate Devices FP-602 | 703
Terminate Devices FP-205 | 703
Terminate Devices FP-201 | 703
Terminate Devices FP-404 | 703
Terminate Devices FP-311 | 703
Terminate Devices FP-203 | 703
Terminate DevicesFP-502 | 703
Terminate Devices FP-304 | 703
Terminate Devices FP-306 | 703
Terminate Devices FP-310 | 703
Terminate Devices FP-314 | 703
Terminate Devices FP-303 | 703
Terminate Devices FP-206 | 703
Terminate Devices FP-312 | 703
Terminate Devices FP-315 | 703
Terminate Devices FP-301 | 703
Terminate Devices FP-403 | 703
Terminate Devices FP-308 | 703
Terminate Devices FP-209 | 703
Terminate Devices FP-501 | 703
Terminate Devices FP-309 | 703
Terminate Devices FP-307 | 703
Terminate Devices FP-212 | 703
Terminate DevicesFP-305 | 703
HYDROGEN & CO2 | 702
TO PKG #104 HYDROGEN & CO2 | 702
Hydrogen & CO2 Receive hydrogen | 702
Hydrogen & CO2 | 702
TO PKG #627 HYDROGEN & CO2 | 702
STG Grounding Stingers - Internal Review | 701
HRSG & CTG Grounding Stingers - Revise / Check / IFC | 701
HRSG & CTG Grounding Stingers | 701
HRSG & CTG Grounding Grid Stingers - Design / Check / IFR | 701
STG Grounding Stingers - Revise / Check / IFC | 701
STG Grounding Stingers - Design / Check / IFR | 701
STG Grounding Stingers | 701
HRSG & CTG Grounding Stingers - Internal Review | 701
CEMS - Vendor Submit Drawings (EL) | 700
CEMS- Vendor Submit Drawings (ME) | 700
CEMS - Review Vendor Drawings (ME) | 700
CEMS - Review Vendor Drawings (EL) | 700
CEMS - Vendor Submit Drawings (ST) | 700
CEMS - Review Vendor Drawings (ST) | 700
Erect & Install CTG 1C Rotor Air Cooler Structure | 699
Erect & Install CTG 1B Rotor Air Cooler Structure | 699
Install CTG 1B Rotor Air Cooler [174] | 699
Erect & Install CTG 1A Rotor Air Cooler Structure | 699
Install CTG 1A Rotor Air Cooler [174] | 699
Install CTG 1C Rotor Air Cooler [174] | 699
Pipe Rack Modifications - Design / IFR / IFOA | 698
Engineering Milestone - FINGER PIPE RACK FOUNDATION IFC | 698
Main Pipe Rack Steel - Revise / IFC | 698
Engineering Milestone - IFP Spec - ALLOY PIPE | 698
Engineering Milestone - IFP Spec - STRUCTURAL STEEL/PIPE RACK | 698
Main Pipe Rack Steel - Design / IFR / IFOA | 698
Engineering Milestone - MAIN PIPE RACK FOUNDATION IFC | 698
Engineering Milestone - MAIN PIPE RACK STEEL IFC | 698
Pipe Rack Modifications- Revise / IFC | 698
$-Issue All Pipe Rack Steel Drawings - IFC | 698
Instrument Index (II) - Design / IFR | 697
Instrument Index | 697
Instrument Index (II) - Internal Review | 697
Instrument Index (II) - Revise / IFC | 697
Validate Air Emissions Permit | 696
Air Permit Application - Receive Permit | 696
AIR PERMIT | 696
$-Validate Air Emissions (all) - for Permitting | 696
Owner Provide Air Emissions Permit | 696
U/G Shop Fab Tank Fndns - Design / IFR / IFOA | 695
U/G Shop Fab Tank Fndns - Internal Review | 695
U/G Shop Fab Tank Fndns - Receive Owner Comments | 695
U/G Shop Fab Tank Fndns - Revise / IFC | 695
Engineering Milestone - ALL P&IDs RFR / IFOA | 694
Engineering Milestone - CIRCULATING WATER SYSTEM U/G P&ID RFR | 694
Engineering Milestone - BOILER FEEDWATER SYSTEM P&IDs RFR | 694
Engineering Milestone - HPS P&ID RFR | 694
Low Pressure Large Bore Valves | 693
High Pressure Large Bore Valves | 693
Low Pressure Small Bore Valves | 693
Storm Drainage- Design / IFR | 692
Storm Drainage - Revise / IFC | 692
Storm Drainage- Owner Review | 692
Storm Drainage Report and Calculations - IFOA | 692
Storm Drainage | 692
Storm Drainage- Internal Review | 692
Combustion Turbine 1A Fuel valves CV test | 691
Combustion Turbine 1B Fuel valves CV test | 691
Combustion Turbine 1C Fuel valves CV test | 691
Medium Voltage Verify DCS loops | 690
High Voltage Verify DCS loops | 690
Low Voltage Verify DCS loops | 690
DC Power Inspect batteries & cable connections | 689
DC Power Perform impedance test on batteries | 689
DC Power Charge batteries | 689
DC Power Power up battery charger | 689
F/R/P CTG 1A Turbine Rotor Removal Area [102] Pad | 688
F/R/P CTG 1A Generator Removal Area [103] Pad | 688
F/R/P CTG 1C Turbine Rotor Removal Area [102] Pad | 688
F/R/P CTG 1B Turbine Rotor Removal Area [102] Pad | 688
CT-1C Fuel Oil System Notification of Turnover Walk to PGN | 687
CT-1A Fuel Gas System Turnover Walk with PGN | 687
CT-1A Fuel Gas Notification of Turnover Walk to PGN | 687
CT-1B Fuel Oil System Notification of Turnover Walk to PGN | 687
CT-1C Fuel Gas System Turnover Walk with PGN | 687
CT-1C Fuel Gas Notification of Turnover Walk to PGN | 687
CT-1C Fuel Oil System System Turnover Walk with PGN | 687
CT-1B Fuel Gas System Turnover Walk with PGN | 687
CT-1B Fuel Gas Notification of Turnover Walk to PGN | 687
CT-1A Fuel Oil System Notification of Turnover Walk to PGN | 687
CT-1B Fuel Oil System System Turnover Walk with PGN | 687
CT-1A Fuel Oil System System Turnover Walk with PGN | 687
LP LB Valves Spec Vendor Fab/Deliver | 686
LP SB Valves - Vendor Fab/Deliver | 686
HP SB Valves - Vendor Fab/Deliver | 686
LP LB Valves - Receive Vendor Proposals | 686
HP SB Valves - Issue Vendor for Owner Approval | 686
HP LB Valves - Vendor Fab/Deliver (Category A) | 686
LP LB Valves - Issue Vendor for Owner Approval | 686
LP SB Valves - Receive Vendor Proposals | 686
HP LB Valves - Issue Vendor for Owner Approval | 686
HP LB Valves - Receive Vendor Proposals | 686
LP SB Valves - Issue Vendor for Owner Approval | 686
HP SB Valves - Receive Vendor Proposals | 686
CT 1B Delivery | 685
CT 1A Delivery | 685
CT Auxiliaries Delivery | 685
CT 1C Delivery | 685
Fab and Deliver Steam Turbine SB Piping [439] | 684
Fab and Delivery Aux Steam SB Piping - Main Rack [449] | 684
Fab and Delivery Aux Steam SB Piping - STG Area [449] | 684
Fab and Delivery Aux Steam SB Piping - Finger Rack [449] | 684
Fab and Delivery Aux Steam SB Piping - Drip Legs [449] | 684
Fab and Delivery Aux Steam SB Piping - Aux Boiler [449] | 684
Fab and Deliver Gland Steam SB Pipe [431] | 684
Discharge/Outfall Structure Foundation - Design / IFR / IFOA | 683
Discharge/Outfall Structure - Revise / IFC | 683
Engineering Milestone - DISCHARGE/OUTFALL STRUCTURE FOUNDATION IFC | 683
Discharge/Outfall Structure - Internal Review | 683
Inst Bus Support Structure [078] @ GSU 1C | 682
Inst Bus Support Structures [078] @ SSTs | 682
Inst Bus Support Structure [078] @ GSU 1A | 682
Inst Bus Support Structure [078] @ GSU 1B | 682
Inst Bus Support Structure [078] @ STG GSU | 682
Erect West Side HRSG 1C Steel | 681
Erect HRSG 1A Bypass Stack Steel | 681
Erect East Side HRSG 1C Steel | 681
Erect West Side HRSG 1B Steel | 681
Erect East Side HRSG 1B Steel | 681
Erect West Side HRSG 1A Steel | 681
Erect East Side HRSG 1A Steel | 681
Instrument Air Complete PS-1 Punchlist Items | 680
Instrument Air CT-1B Complete PS-1 Punchlist Items | 680
Instrument Air (Condenser) Complete PS-1 Punchlist Items | 680
Instrument Air (STG) Complete PS-1 Punchlist Items | 680
Instrument Air System Complete PS-1 Punchlist Items | 680
Instrument Air CT-1A Complete PS-1 Punchlist Items | 680
Instrument Air CT-1C Complete PS-1 Punchlist Items | 680
Instrument Air (Main Header) Complete PS-1 Punchlist Items | 680
Sample System Analyzer Calibrations | 679
CEMS 1A (Bypass Stack) Analyzer Calibrations | 679
CEMS 1B (Bypass Stack) Analyzer Calibrations | 679
CEMS 1C (Bypass Stack) Analyzer Calibratuions | 679
Set CTG 1A Turning Gear | 678
Set CTG 1C Turning Gear | 678
$-STG on Turning Gear | 678
Place STG on Turning Gear | 678
Set CTG 1B Turning Gear | 678
Install and Adjust Turning Gear | 678
Terminate Duct Burners HRSG 1B Cable | 677
Pull Duct Burners HRSG 1C Cable | 677
Pull Duct Burners HRSG 1B Cable | 677
Terminate Duct Burners HRSG 1C Cable | 677
Terminate Duct Burners HRSG 1A Cable | 677
Pull Duct Burners HRSG 1A Cable | 677
Frame/Set Self-Supporting Structures for 230kV Tie Line | 676
Frame/Set H-Frames & Guyed Angle Stuctures for 115kV Tie Lines | 676
Install Self-Supporting Line Structure Foundations for 115kV Tie Lines | 676
Frame/Set Self-Supporting Structures for 115kV Tie Lines | 676
Install Self-Supporting Structure Foundations for 230kV Line | 676
Frame/Set H-Frames & Guyed Angle Structures for 230kV Tie Line | 676
Header Lines FP-604 | 675
Header Lines FP-303 | 675
Header Lines FP-404 | 675
Header Lines FP-309 | 675
Header Lines FP-307 | 675
Header Lines FP-213 | 675
Header Lines FP-308 | 675
Header Lines FP-311 | 675
Header Lines FP-601 | 675
Header Lines FP-312 | 675
Header Lines FP-602 | 675
Header Lines FP-301 | 675
Header Lines FP-212 | 675
Bulk Cable Report - IFP | 674
Bulk Cable Report - IFC | 674
Bulk Cable Report - IFOR | 674
Bulk Cable Report - IFR | 674
Bulk Cable Report | 674
CWS System LB Isometric - Internal Review | 673
CWS System UG Isometric - Revise / Check / IFC | 673
CWS System UG Isometric - Internal Review | 673
CWS System LB Isometric - Revise / Check / IFC w/ Holds | 673
Install CTG 1B Area U/G Pipe Branch Lines | 672
Install CTG 1A U/G Pipe Branch Lines - Under Slab | 672
Install CTG 1C Area U/G Pipe Branch Lines | 672
Install CTG 1B Area U/G Pipe Branch Lines - Under Slab | 672
Install CTG 1A U/G Pipe Branch Lines | 672
Install CTG 1C Area U/G Pipe Branch Lines - Under Slab | 672
Install 1A BFW LB [481] A/G Pipe (NIGHT SHIFT) | 671
Install 1C BFW [481] Pipe SB (NIGHT SHIFT) | 671
Install 1A BFW SB [481] Pipe (NIGHT SHIFT) | 671
Install 1B BFW LB [481] A/G Pipe (NIGHT SHIFT) | 671
Install 1C BFW [481] A/G Pipe LB (NIGHT SHIFT) | 671
Install 1B BFW SB Piping [481] (NIGHT SHIFT) | 671
Complete HRSG 1A Boil Out | 670
Complete HRSG 1C Boil out | 670
HRSG & CTG Area | 670
HRSG 1C | 670
Complete HRSG 1B Boil Out | 670
HRSG 1B | 670
HRSG 1A | 670
Install CTG 1A Static Freq Conv Xfrmr [123] | 669
Install CTG 1B Static Freq Conv Xfrmr [123] | 669
Install CTG 1C Static Freq Conv Xfrmr(123) | 669
Field Erected Tanks | 668
Field Erected Tanks Foundation | 668
$-Complete Erection of all Field Erected Tanks | 668
Mobilization and Orientation - Advance Tank Sub | 668
Pre Testing | 667
Pre Testing 01B | 667
Pre Test 01C | 667
Pre Testing 01A | 667
HRSG Piling - Internal Review | 666
CTG Piling - Owner Approval | 666
HRSG Piling - Owner Approval | 666
HRSG Piling | 666
Transmitters - Receive Vendor Proposals | 665
Transmitters - Internal Review / Revise | 665
Transmitters | 665
Transmitters - Vendor Fab/Delivery | 665
Transmitters - Owner Review | 665
Transmitters - Vendor Submit Drawings (IC) | 665
Transmitters - Review Vendor Drawings / Return (IC) | 665
General Arrangement | 664
General Arrangements - IFC | 664
General Arrangements - Preliminary | 664
Backfill to ductbank Elevation North of MH 6 to N. Road | 663
Backfill to ductbank Elevation MH 3 to MH 6 | 663
Backfill to ductbank Elevation Between MH 5 and MH 9 (NIGHT SHIFT) | 663
Backfill to ductbank Elevation Between MH 4 and MH 8 (NIGHT SHIFT ONCE RESUMES) | 663
Backfill to ductbank Elevation Between MH 1 and MH 4 | 663
Backfill to ductbank Elevation Between MH 2 and MH 5 (NIGHT SHIFT) | 663
Fuel Oil Tank Fire Protection System Construction Completion Walk | 662
Fuel Oil Tank Fire Protection System Pre-Commissioning | 662
FUEL OIL TANK FIRE PROTECTION SYSTEM | 662
Fuel Oil Tank Fire Protection System Pre-Commission and Restoration Walk | 662
Fuel Oil Tank Fire Protection System | 662
Fuel Oil Tank Fire Protection System Complete Turnover Package | 662
411 - FUEL OIL TANK FIRE PROTECTION SYSTEM | 662
Fuel Oil Tank Fire Protection System Turnover System | 662
TO PKG #411 FUEL OIL TANK FIRE PROTECTION SYSTEM | 662
TO PKG #77 FUEL OIL TANK FIRE PROTECTION SYSTEM | 662
Instrument Air (STG) Pre-Commission and Restoration Walk | 661
Instrument Air Pre-Commission and Restoration Walk | 661
Instrument Air (Condenser) Pre-Commission and Restoration Walk | 661
Instrument Air System Pre-Commission and Restoration Walk | 661
Instrument Air (Main Header) Pre-Commission and Restoration Walk | 661
Point and Patch STG Foundation | 660
$-Pour STG Pedestal | 660
$-Pour STG Foundation | 660
STG Foundation | 660
STG Pedestal | 660
SST Sizing - Internal Review/IFOA | 659
SST Sizing Calc - Design / Check / IFR | 659
SST Sizing | 659
SST Sizing - Revise / Check / IFC | 659
Install Wall Sheets | 658
Masonry Walls | 658
Interior Wall Framing | 658
Wall Framing | 658
311 - HRSG 1A Blowdown | 657
313 - HRSG 1C Blowdown | 657
312 - HRSG 1B Blowdown | 657
314 - Common Blowdown | 657
$-Set Front Standard | 656
$-Set Generator | 656
$-Set Rotor | 656
Set CTG 1A Siemens 5000F(4) CT [100] Pkg | 655
Set CTG 1C Siemens 5000F(4) CT [100] Pkg | 655
Set CTG 1B Siemens 5000F(4) CT [100] Pkg | 655
Hang Roof and Start Seal Welding - FO Tank | 654
Weld Shell to bottom Connection - Tank B | 654
Weld Roof - Fuel Oil Tank | 654
Weld Shell to Bottom Connection - FO Tank | 654
Weld Shell to bottom Connection - Tank A | 654
Install #3, #4 and Thrust Bearing | 653
Assemble Thrust Bearing | 653
Adjust Bearing (F-STF and #2) | 653
Set HRSG 1B Columns/Post | 652
Set HRSG 1A Columns/Post | 652
Set HRSG 1C Columns/Post | 652
Terminate HRSG Isolation 1A (Includes SC Stack) Cable | 651
Pull HRSG Isolation 1A (Includes SC Stack) Cable | 651
Terminate HRSG Isolation 1C (Includes SC Stack) Cable | 651
Terminate HRSG Isolation 1B (Includes SC Stack) Cable | 651
Pull HRSG Isolation 1B (Includes SC Stack) Cable | 651
Pull HRSG Isolation 1C (Includes SC Stack) Cable | 651
Tower Crane Fndn - Internal Review | 650
F/R/P Tower Crane 1 Fdn | 650
Tower Crane Fndn - Revise / IFC | 650
Tower Crane Fndn - Design / IFR / IFOA | 650
Tower Crane Fndn | 650
F/R/P Tower Crane 2 Fdn | 650
Air Compressor - Prepare Spec / IFR | 649
Air Compressor Foundation - Design / IFR / IFOA | 649
Air Compressor - Review / Revise / IFP/IFOR | 649
Air Compressor Foundation - Revise / IFC | 649
Air Compressor Foundation | 649
Air Compressor Foundation - Internal Review | 649
Boiler Feed Water 1 Establish LP drum level | 648
Boiler Feed Water 3 Establish LP drum level | 648
Boiler Feed Water 2 Establish LP drum level | 648
BFW System (all units) HSB Isometric - Route / Issue for Stress Analysis | 647
BFW System LB Isometric - Route / Issue for Stress Analysis | 647
BFW (all units) System SB - Final Stress Analysis | 647
BFW System LB - Final Stress Analysis | 647
BFW System LB - Prelim Stress Analysis | 647
BFW (all units) System SB - Prelim Stress Analysis | 647
BFW System LB Isometric - Incorp Stress Analysis Comments / Check / IFR | 647
BFW System (all units) HSB Isometric - Incorp Stress Analysis Comments / Check / IFR | 647
Agency Issue Permit - ATC/Modifications or New Waste Water | 646
ATC/Modification or New Waste Water Treatment Systems - Submit to PGN (Engineering) | 646
PGN Issue to Agency - ATC/Modifications or New Waste Water | 646
ATC/Modifications or New Waste Water | 646
ATC/Modification or New Waste Water Treatment Systems | 646
Main Pipe Rack Steel - Seq 8 Fab / Delivery | 645
Main Pipe Rack Steel - Seq 5 Fab / Delivery | 645
Main Pipe Rack Steel - Seq 2 Fab / Delivery | 645
Main Pipe Rack Steel - Seq 3 Fab / Delivery | 645
Main Pipe Rack Steel - Seq 6 Fab / Delivery | 645
Main Pipe Rack Steel - Seq 7 Fab / Delivery | 645
Main Pipe Rack Steel - Seq 4 Fab / Delivery | 645
Main Pipe Rack Steel - Seq 1 Fab / Delivery | 645
STP System AG P&ID - Issue IFOA | 644
AQA System AG P&ID - Issue IFOA | 644
GST System AG P&ID - Issue IFOA | 644
SMP System AG P&ID - Issue IFOA | 644
LOS System AG P&ID - Issue IFOA | 644
FGS System AG P&ID - Issue IFOA | 644
CCF System AG P&ID - Issue IFOA | 644
ARM System AG P&ID - Issue IFOA | 644
LPS System AG P&ID - Issue IFOA | 644
CRH System AG P&ID - Issue IFOA | 644
CMG System AG P&ID - Issue IFOA | 644
DWS System AG P&ID - Issue IFOA | 644
CFD System AG P&ID - Issue IFOA | 644
INA System AG P&ID - Issue IFOA | 644
AXS System AG P&ID - Issue IFOA | 644
HPS System AG P&ID - Issue IFOA | 644
HRH System AG P&ID - Issue IFOA | 644
PWS System AG P&ID - Issue IFOA | 644
FOL System AG P&ID - Issue IFOA | 644
Foundation | 643
Excavate / Backfill to support misc. Foundations | 643
TO PKG #94 FOUNDATIONS | 643
A Frame Foundations Complete | 643
Miscellaneous Foundations | 643
Complete Foundation / Building Design to Begin Foundation Construction | 643
Outfall Structure Foundation | 643
Finger Rack Steel - Receive Owner Comments | 642
Main Rack Fndn - Receive Owner Comments | 642
Finger Rack Fndn - Receive Owner Comments | 642
STG Rack Steel - Receive Owner Comments | 642
Main Pipe Rack Steel - Receive Owner Comments | 642
Pipe Rack Modifications - Receive Owner Comments | 642
STG Rack Fndn - Receive Owner Comments | 642
Arc Flash Study - Design / Check / IFR/ IFOA | 641
Arc Flash Study - Internal Review | 641
Arc Flash Study - Revise / Check / IFC | 641
Arc Flash Study - Owner Approval | 641
ARC Flash Study | 641
ESC - PGN Submit to Agency (PGN Review) | 640
Agency Issue Permit - ATC Phase 2 | 640
ESS Permit Modifications | 640
Agency issue ESS modification | 640
ESC - Receive Permit (Agency Review) | 640
Quality Coordinator Assessments - Boiler Feed Water Pump | 639
Set Potable Water Recirc Pumps | 639
Quality Coordinator Assessments - Circulating Water Pump | 639
High Voltage Complete Turnover Package | 638
Medium Voltage Turnover System | 638
Low Voltage Complete Turnover Package | 638
Low Voltage Turnover System | 638
High Voltage Turnover System | 638
Medium Voltage Complete Turnover Package | 638
CRH Non-Return Valves - Review Vendor Drawings / Return (ME) | 637
CRH Non-Return Valves - Vendor Submit Drawings (ME) | 637
CRH Non-Return Valves - Negotiate / Award / IFC | 637
CRH Non-Return Valves - Technical Bid Analysis | 637
CRH Non-Return Valves -Receive Vendor Proposals | 637
CRH Non-Return Valves - Review / Revise / IFP/IFOR | 637
CRH Non-Return Valves - Internal Review / Revise | 637
CRH Non-Return Valves - Prepare Spec / IFR | 637
CRH Non-Return Valves - Owner Review | 637
CRH Non-Return Valves - Issue Vendor for Owner Approval | 637
Skin | 636
Openings in Skin | 636
Centerline 1B Excavation Between MH 5 and MH 9 (NIGHT SHIFT) | 635
Centerline 1B Excavation Between MH 2 and MH 5 | 635
Centerline 1A Excavation Between MH 4 and MH 8 (NIGHT SHIFT ONCE RESUMES) | 635
Centerline 1A Excavation Between MH 1 and MH 4 | 635
PGN Review all Quality Records | 634
Construction / KPE / PGN Review / Approve Demo Plan | 634
PGN to Review All Quality Records - HRSG 1B | 634
PGN to Review all Quality Documents - HRSG 1C | 634
PGN Review / Approve Design | 634
Sump Pumps - Vendor Fab/Delivery | 633
Sump Pumps - Review Vendor Drawings / Return (ME) | 633
Sump Pumps - Review Vendor Drawings / Return (IC) | 633
Sump Pumps - Review Vendor Drawings / Return (ST) | 633
Sump Pumps - Review & Respond to Owner Comments / Revise / IFP/IFOR | 633
Sump Pumps - Internal Review / Revise | 633
Sump Pumps - Prepare Spec / IFR | 633
Sump Pumps - Vendor Submit Drawings (EL) | 633
Sump Pumps - Vendor Submit Drawings (IC) | 633
Sump Pumps - Vendor Submit Drawings (ME) | 633
Sump Pumps - Review Vendor Drawings / Return (EL) | 633
Sump Pumps - Vendor Submit Drawings (ST) | 633
Sump Pumps - Owner Review | 633
Sump Pumps | 633
Firewater Pumps I&C calibrations | 632
Fire Pumps - Internal Review / Revise | 632
Firewater Pumps | 632
TO PKG #618 FIREWATER PUMPS | 632
TO PKG #83 FIREWATER PUMPS | 632
Firewater Pumps Wire/Term checks | 632
Firewater Pumps Breaker checks | 632
Firewater Pumps Flow test | 632
Fire Pumps | 632
Fire Pumps - Owner Review | 632
FIREWATER PUMPS | 632
Paint Walls | 631
Paint Turnover System | 631
Dust Preventive Painting on Concrete Surface (Collector Around) | 631
Paint & Finishing | 631
PAINTING | 631
Large Power | 630
105 - DC Power | 630
DC Power | 630
TO PKG #105 DC POWER | 630
TO PKG #05 DC POWER | 630
Alignment Check LP-GEN | 629
Assemble Coupling LP-GEN (Run out Check) | 629
Alignment Check LP-GEN (Final) | 629
Alignment Check LP - GEN | 629
Assemble Coupling LP-GEN (Run Out Check) | 629
Backfill HRSG C Blowdown Sump to Final Grade | 628
Backfill / Final Grade - S Road | 628
Final Backfill and Fine Grade | 628
Backfill HRSG B Sumps to Final Grade | 628
Backfill to Grade for Foundations | 628
Power Block Support Steel - Design / IFR / IFOA | 627
Power Block Support Steel - Internal Review | 627
Power Block Support Steel - Revise / IFC | 627
Power Block Support Steel | 627
Fire Pumps - Review Vendor Drawings / Return (EL) | 626
Fire Pumps - Review Vendor Drawings / Return (ST) | 626
Fire Pumps - Vendor Submit Drawings (ST) | 626
Fire Pumps - Vendor Submit Drawings (EL) | 626
Fire Pumps - Vendor Submit Drawings (IC) | 626
Fire Pumps - Review Vendor Drawings / Return (ME) | 626
Fire Pumps - Vendor Submit Drawings (ME) | 626
Finger Rack Common 1C | 625
Finger Rack Common 1A | 625
Finger Rack C | 625
Finger Rack Common 1B | 625
Finger Rack A | 625
Finger Rack B | 625
Install STG Lube Oil Feed & Drain Pipe (sys 537) - (STG Provided) | 624
Install STG Seal Oil Strainer/Filter | 624
Install STG Hydraulic Oil [540] (STG Provided) | 624
Install STG EHC Control Oil Unit (EHC oil unit, Main Oil Cooler & Tank) | 624
Install STG LO & Seal Oil [434] A/G SB Pipe | 624
Install STG Pipe Seal Oil A/G Pipe (sys 533 & 539) - (STG Provided) | 624
Install STG Oil Conditioning Pipe A/G Pipe (sys 538) - (STG Provided) | 624
Install STG LO & Seal Oil [434] A/G LB Pipe | 624
Install STG Pipe Lube Oil A/G Pipe (sys 532) - (STG Provided) | 624
Install STG Seal Oil Pumps | 624
Pull CEMS 1B Cable | 623
Terminate CEMS 1B Cable | 623
Pull CEMS 1A Cable | 623
Terminate CEMS 1A Cable | 623
Pull CEMS 1C Cable | 623
Terminate CEMS 1C Cable | 623
GSU 1 Delivery | 622
GSU 3 Delivery | 622
GSU 4 Delivery | 622
GSU 2 Delivery | 622
STG Mat Fndn - Design / IFR / IFOA | 621
STG Pedestal Fndn - Internal Review | 621
STG Mat Fndn - Internal Review | 621
STG Pedestal Fndn - Revise / IFC | 621
STG Mat Fndn - Revise / IFC | 621
STG Pedestal Fndn - Design / IFR / IFOA | 621
Erect, Bolt-up, Rattle CTG 1B GSU / Iso Phase Transformer Steel, Decking, Grating, Handrails, Etc. | 620
Erect, Bolt-up, Rattle CTG 1A GSU / ISO Phase Transformer Steel, Platforms, Grating, Handrails, etc. | 620
Erect, Bolt-up, Rattle CTG 1C GSU / Iso Phase Transformer Steel, Decking, Handrails, Graiting, Etc. | 620
Terminate Sample System Cable | 619
Pull Condensate System Cable | 619
Pull Sample System Cable | 619
Pull Nitrogen System Cable | 619
Terminate Condensate System Cable | 619
Terminate Nitrogen System Cable | 619
Weld Bottom Sketch Plates to Rect. Plates & Vacuum Test (2nd time) - FO Tank | 618
Weld Bottom Sketch Plates to Rect. Plates & Vacuum Test - FO Tank | 618
Weld Primary Tank Bottom Rectangular Plates Only - FO Tank | 618
Weld Containment Tank Bottom Rectangular Plates Only & Vacuum Test Twice - FO Tank | 618
Weld Tank Bottom Rectangular Plates only and Vacuum Test Twice - Tank A | 618
Weld Tank Bottom Rectangular Plates only and Vacuum Test Twice - Tank B | 618
Weld Bottom Sketch Plates to Rec. Plates and Vacuum Test - Tank A | 618
Weld Bottom Sketch Plates to Rec. Plates and Vacuum Test - Tank B | 618
Electrical Hazardous Area Plan - Revise / IFC | 617
Electrical Hazardous Area Plan | 617
Electrical Hazardous Area Plan - Owner Review | 617
Electrical Hazardous Area Plan - Design / Check / IFR / IFOA | 617
Electrical Hazardous Area Plan - Internal Review | 617
WW Collection (Precast) Sump - Design / IFR / IFOA | 616
WW Collection (Precast) Sump - Internal Review | 616
WW Collection (Precast) Sump - Revise / IFC | 616
$-Unit 2 - Complete HRSG Finger Rack Structural Steel [HRSG1B] | 615
Finger Rack Steel - Internal Review | 615
$-Unit 1 - Complete HRSG Finger Rack Structural Steel [HRSG1A] | 615
$-Unit 3 - Complete HRSG Finger Rack Structural Steel [HRSG1C] | 615
Finger Rack Steel | 615
Fuel Oil (562) | 614
Fuel Gas | 614
Fuel Gas (561) | 614
Fuel Gas Available | 614
Fuel Oil | 614
Set Precast Station Service Transformer Blast Walls [077] | 613
Set Precast CTG 1C GSU Xfrmr Blast Walls [077] | 613
Fab & Deliver Transformer Blast Walls (Precast) | 613
Set Precast CTG 1B GSU Xfrmr Blast Walls [077] | 613
Set Precast CTG 1A GSU Xfrmr Blast Walls [077] | 613
Set Precast STG GSU Xfrmr Blast Walls [077] | 613
PGN Complete HRSG 1C Hydrolic Flush & Loop Checks | 612
PGN Complete HRSG 1A Hydrolic Flush & Loop Checks | 612
PGN Complete HRSG 1B Hydrolic Flush & Loop Checks | 612
EPC Revise and Resubmit to PGN - Potable Water Relocation Permit | 611
PGN Issue to Agency - Potable Water conection (distribution) | 611
EPC Issue to PGN - Potable Water conection (distribution) | 611
EPC Issue to PGN - Underground Storage Tanks | 611
PGN Comments Due - Potable Water conection (distribution) | 611
EPC Revise and Resubmit to PGN - Potable Water conection (distribution) | 611
PGN Issue to Agency - Potable Water Relocation Permit | 611
Internal Audits | 610
Internal KPE 15% Quality Audit | 610
Internal KPE 60% Quality Audit | 610
Set CT 1C Air Receiver (BOP Supplied) Tank | 609
Set CT 1A Air Receive (BOP Supplied) Tank | 609
Set CT 1B Air Receiver (BOP Supplied) Tank | 609
Earthwork- Internal / Owner Review | 608
Earthwork | 608
EARTHWORK | 608
Cut Out CRH Fittings and Spools for Replacement | 607
Fab and Delivery of CRH Replacement Fittings | 607
Install Replacement CRH Fittings | 607
Backfill Manhole #8 to Plant Drain Elevation | 606
Final Backfill to Crane Pad Elevation | 606
Backfill to HRSG C Interconnecting Pipe Elevation | 606
Backfill to top of DB | 606
Backfill Upper Plant Drains | 606
Backfill to Plant Drain Lateral Elevation | 606
Backfill to Drain Lateral Elevation | 606
Install C/L 1A Sump A | 605
Install C/L 1B Sump B | 605
Install C/L 1C Sump C | 605
HRSG Blowdown and Reheat Blowdown Tanks Foundation - Design / IFR / IFOA | 604
HRSG Blowdown Tank Foundation | 604
HRSG Blowdown and Reheat Blowdown Tanks Foundation - Internal Review | 604
HRSG Blowdown and Reheat Blowdown Tanks Foundation - Revise / IFC | 604
HRSG Blowdown and Reheat Blowdown Tanks Foundation - Receive Owner Comments | 604
Prep Subgrade for SEE B Slab | 603
Prep Subgrade for Rotor Removal B Slab | 603
Prep Subgrade for Air Inlet Filter C Slab | 603
Prep Subgrade for SEE C Foundation | 603
Install Instruments | 602
Install CCW #2 (@ STG Area) Instruments | 602
Install STG LO System Instruments | 602
Instrument Installation Details | 602
Install Sample System Instruments | 602
Install Instrument Air (STG) Instruments | 602
Install Demin #2 (@ STG Area) Instruments | 602
Cooling Pond Partition Wall - Owner Review | 601
Engineering Milestone - COOLING POND BERM IFC | 601
Cooling Pond Partition Wall/Berm & Road Design & Report - Internal Review | 601
Cooling Pond Partition Wall - Revise / IFC | 601
Cooling Pond Partition Wall - IFR / IFO | 601
Cooling Pond Partition Wall - Internal Review | 601
Cooling Pond Partition Wall/Berm & Road Design & Report - IFR / IFO | 601
Cooling Lake Partition Wall | 601
Cooling Pond Partition Wall/Berm & Road Design & Report - Owner Review | 601
CTG-1B Raceway Dwgs - Internal / Owner Review | 600
HRSG-1C Raceway Dwgs - Internal / Owner Review | 600
CTG-1A Raceway Dwgs - Internal / Owner Review | 600
CTG-1C Raceway Dwgs - Internal / Owner Review | 600
HRSG-1A Raceway Dwgs - Internal / Owner Review | 600
HRSG-1B Raceway Dwgs - Internal / Owner Review | 600
Set HRSG 1B Modules 6 A, B & Weld Beams (WELDING NIGHT SHIFT) | 599
Set HRSG 1B Modules 3 A, B & Weld Beams (WELDING NIGHT SHIFT) | 599
Set HRSG 1B Modules 4 A, B & Weld Beams (WELDING NIGHT SHIFT) | 599
Set HRSG 1B Modules 5 A, B & Weld Beams (WELDING NIGHT SHIFT) | 599
Set HRSG 1C Modules 2 A, B & Weld Beams (WELDING NIGHT SHIFT) | 599
Set HRSG 1A Modules 1 A, B & Weld Beams (WELDING NIGHT SHIFT) | 599
Set HRSG 1C Modules 3 A, B & Weld Beams (WELDING NIGHT SHIFT) | 599
Set HRSG 1A Modules 2 A, B & Weld Beams (WELDING NIGHT SHIFT) | 599
Set HRSG 1C Modules 4 A, B & Weld Beams (WELDING NIGHT SHIFT) | 599
Set HRSG 1A Modules 3 A, B & Weld Beams (WELDING NIGHT SHIFT) | 599
Set HRSG 1A Modules 5 A, B & Weld Beams (WELDING NIGHT SHIFT) | 599
Set HRSG 1A Modules 4 A, B & Weld Beams (WELDING NIGHT SHIFT) | 599
Set HRSG 1A Modules 6 A, B & Weld Beams (WELDING NIGHT SHIFT) | 599
Set HRSG 1B Modules 2 A, B & Weld Beams (WELDING NIGHT SHIFT) | 599
Set HRSG 1C Modules 5 A, B & Weld Beams (WELDING NIGHT SHIFT) | 599
Set HRSG 1C Modules 1 A, B & Weld Beams (WELDING NIGHT SHIFT) | 599
Set HRSG 1C Modules 6 A, B & Weld Beams (WELDING NIGHT SHIFT) | 599
Set HRSG 1B Modules 1 A, B & Weld Beams (WELDING NIGHT SHIFT) | 599
Bolt Up and Rattle STG Electrical Building Steel | 598
Bolt-Up/Rattle Main Rack Steel at C/L 1C | 598
Bolt-Up/Rattle Main Rack Steel at C/L 1B | 598
Bolt-Up/Rattle Main Rack Steel at C/L 1A | 598
Bolt Up and Rattle STG Rack | 598
Condenser Turnover System | 597
Condensate System #1 Turnover System | 597
Condensate System #1 Complete Turnover Package | 597
Condenser Complete Turnover Package | 597
Condensate System Turnover System | 597
Condensate System Complete Turnover Package | 597
Install STG LP Casing Piping [534] (STG Provided) | 596
$-Start STG Interconnect Piping | 596
Install STG Steam Pipe and Valve Supports - (STG Provided) | 596
Install Demin Piping LB at STG | 596
Install STG HP Pipe Stop Vlvs to STG (sys 530) - (STG Provided) (NIGHT SHIFT) | 596
Install STG Float Trap | 596
Install STG Closed Cooling Water Head Tank [074] | 596
STG Bolt Up Water Boxes (Cond) | 596
Install STG Gas Station Piping [541 & 535] (STG Provided) | 596
Install STG HRH Valves to STG - (STG Provided) | 596
Install STG stop valves drain Piping (sys 536) - (STG Provided) -SB | 596
Install STG Elect Bldg Glycol Drain Tank [193] | 596
STG Install Condensate Spray Pipes | 596
DAM SAFETY APPROVALS | 595
EPC Revise and Resubmit to PGN - Dam Safety Approvals | 595
PGN Issue to Agency - Dam Safety Approvals | 595
EPC Issue to PGN - Dam Safety Approvals | 595
Agency Issue Permit - Dam Safety Approvals | 595
Dam Safety Approvals | 595
Dam Safety Final Report | 595
PGN Comments Due - Dam Safety Approvals | 595
Precast Foundation (septic) - Design / IFR / IFOA | 594
Precast (septic, distribution box) | 594
Precast Foundation (septic) - Revise / IFC | 594
Precast Foundation (septic) - Internal Review | 594
$-Unit 2 - Couple CT to Generator [CTG1B] | 593
$-Unit 3 - Couple CT to Generator [CTG1C] | 593
$-Unit 1 - Couple CT to Generator [CTG1A] | 593
$-Unit 2 - CT and Generator over Anchor Bolts [CTG1B] | 593
$-Unit 3 - CT and Generator over Anchor Bolts [CTG1C] | 593
$-Unit 1 - CT and Generator over Anchor Bolts [CTG1A] | 593
Engineering Milestone - INSTRUMENT LOCATION PLANS IFC | 592
Instrument Location Plans - Internal / Owner Review | 592
Instrument Location Plans - Design / Check / IFR / IFOR | 592
Instrument Location Plans - Revise / Check / IFC | 592
Instrument Location Plans | 592
GST System LB Isometric - Route / Issue for Stress Analysis | 591
GST System SB - Prelim Stress Analysis | 591
GST System HSB Isometric - Route / Issue for Stress Analysis | 591
GST System SB - Final Stress Analysis | 591
GST System LB Isometric - Incorp Stress Analysis Comments / Check / IFR | 591
GST System LB - Final Stress Analysis | 591
GST System LB - Prelim Stress Analysis | 591
Aux Boiler Pipe Rack | 590
Install Aux Boiler Gas Pipe - SB | 590
Install Aux Boiler Chemical Feed Tubing | 590
Install Aux Boiler Gas Instruments | 590
Install Aux Boiler Blowdown Tubing | 590
Install Aux Boiler & Piping Tubing | 590
Install Aux Boiler & Piping Instruments | 590
Install Aux Boiler Blowdown Instruments | 590
Install Aux Boiler Gas Tubing | 590
Install Vendor Provided Aux Boiler Pipe | 590
Install CW Pipe Supports - Fdn 2 | 589
Install CW Pipe Supports - Bridge Fdn 2 to 3 | 589
Install CW Pipe Supports - Bridge Fdn 1 to 2 | 589
Install CW Pipe Supports - Fdn 1 | 589
Install CW Pipe Supports - Fdn 3 | 589
Install CW Pipe Supports - Fdn 4 | 589
CTG - Review Vendor Drawings / Return (IC) | 588
STG - Review Vendor Drawings / Return (ST) | 588
STG - Review Vendor Drawings / Return (ME) | 588
STG - Review Vendor Drawings / Return (EL) | 588
CTG - Review Vendor Drawings / Return (ME) | 588
CTG - Review Vendor Drawings / Return (EL) | 588
STG - Review Vendor Drawings / Return (IC) | 588
CTG - Review Vendor Drawings / Return (ST) | 588
B/E/A/Fab/Deliver MH #1 Rebar (S Road & Road East of C/L 1A) | 587
B/E/A/Fab/Deliver MH #3 Rebar (S Road & Road East of C/L 1C) | 587
B/E/A/Fab/Deliver MH #5 Rebar (Road East of C/L 1B @ Rack) | 587
B/E/A/Fab/Deliver MH #4 Rebar (S Road & E Road) | 587
B/E/A/Fab/Deliver MH #2 Rebar (S Road & Road East of C/L 1B) | 587
B/E/A/Fab/Deliver MH #7 Rebar (Road East of C/L 1C @ Rack) | 587
B/E/A/Fab/Deliver MH #4 Rebar (Road East of C/L 1A @ Rack) | 587
Medium Voltage Switchgear | 586
Engineering Milestone - IFP Spec - LOW VOLTAGE SWITCHGEAR | 586
5kV Switchgear / MCC | 586
Engineering Milestone - IFP Spec - MEDIUM VOLTAGE SWITCHGEAR | 586
Low Voltage Switchgear | 586
CO2 Dump Test 1C | 585
CO2 Dump Test 1A | 585
CO2 Dump Test 1B | 585
$-Unit 1 - Make First Cable Termination on HRSG [HRSG1A] | 584
$-Unit 1 - Make Last Cable Termination on HRSG [HRSG1A] | 584
$-Unit 3 - Make First Cable Termination on HRSG [HRSG1C] | 584
$-Unit 3 - Make Last Cable Termination on HRSG [HRSG1C] | 584
$-Unit 2 - Make First Cable Termination on HRSG [HRSG1B] | 584
$-Unit 2 - Make Last Cable Termination on HRSG [HRSG1B] | 584
UNIT 1A | 583
UNIT 3A | 583
UNIT 2A | 583
Chain-Link Fences and Gates - Revise / IFC | 582
Chain-Link Fences and Gates - Internal / Owner Review | 582
Chain-Link Fences and Gates - Design / IFR / IFOR | 582
CTG-1B Interconnections - Internal Release | 581
CTG-1A Interconnections - Internal Release | 581
CTG-1B Interconnections | 581
CTG-1A Interconnections | 581
CTG-1C Interconnections - Internal Release | 581
CTG-1C Interconnections | 581
Chem Feed - Issue Vendor for Owner Approval | 580
Chem Feed- Owner Review | 580
Chem Feed- Receive Vendor Proposals | 580
Chem Feed - Technical Bid Analysis | 580
Chem Feed - Vendor Fab/Delivery | 580
Chem Feed - Negotiate / Award / IFC | 580
Chem Feed- Internal Review / Revise | 580
Lube Oil System CT-1A Complete PS-1 Punchlist Items | 579
CT-1C Fuel Gas Complete PS-1 Punchlist Items | 579
Gas System Complete PS-1 Punchlist Items | 579
CT-1B Fuel Oil System Complete PS-1 Punchlist Items | 579
CT-1A Fuel Gas Complete PS-1 Punchlist Items | 579
FO Tank System Complete PS-1 Punchlist Items | 579
CT-1B Fuel Gas Complete PS-1 Punchlist Items | 579
Lube Oil System CT-1B Complete PS-1 Punchlist Items | 579
Fuel Oil Tank Fire Protection System Complete PS-1 Punchlist Items | 579
CT-1C Fuel Oil System Complete PS-1 Punchlist Items | 579
CT-1A Fuel Oil System Complete PS-1 Punchlist Items | 579
Common Fuel Oil System Complete PS-1 Punchlist Items | 579
Lube Oil System CT-1C Complete PS-1 Punchlist Items | 579
Owner Model Reviews | 578
MV Switchgear - Owner Review | 578
Switches - Owner Review | 578
Pedestrian Bridge - Owner Review | 577
Pedestrian Bridge - Receive Vendor Proposals | 577
Pedestrian Bridge - Issue Vendor for Owner Approval | 577
Pedestrian Bridge - Prepare Spec / IFR | 577
Pedestrian Bridge - Review Vendor Drawings / Return (ST) | 577
Pedestrian Bridge - Vendor Submit Drawings (ST) | 577
Pedestrian Bridge - Negotiate / Award / IFC | 577
Pedestrian Bridge - Technical Bid Analysis | 577
Pedestrian Bridge - Review Owner Comments / Revise / IFP / IFOR | 577
Pedestrian Bridge | 577
Pedestrian Bridge - Internal/Owner Review / Revise | 577
CTG 1C Final Full Alignment, Couple, Swing Checks | 576
CTG 1A Final Full Alignment, Couple & Swing Checks | 576
CTG 1B Final Full Alignment, Couple & Swing Checks | 576
CTG 1B Foundation Prep-Set Leveling Wedges & Soleplates | 575
CTG 1A Foundation Prep-Set Leveling Wedges & Soleplates | 575
CTG 1C Foundation Prep-Set Leveling Wedges & Soleplates | 575
STG Valve Enclosure Fndn - Receive Owner Comments | 574
STG Valve Enclosure | 574
STG Valve Enclosure Fndn - Internal Review | 574
STG Valve Enclosure Fndn - Design / IFR / IFOA | 574
STG Valve Enclosure Fndn - Revise / IFC | 574
$-Complete Installation of Main Steam Stop Valves | 573
Issue Valve List - Final | 573
Control Valves | 573
Control Valves Package 2 | 573
Valve List | 573
Steam Bypass Valves Vendor Fab/Delivery | 573
$-Issue Calculation for Sizing STG GSU Transformer - Approved for Design | 572
$-Issue Calculation for Sizing CTG GSU Transformer - Approved for Design | 572
Quality Coordinator Assessments - SST Transformer Sizing | 572
$-Issue Calculation for Sizing Unit Aux Transformers - Approved for Design | 572
Transformer Sizing | 572
F/R/P HRSG 1C Trench Foundation | 571
F/R/P HRSG 1A Misc. Foundations | 571
F/R/P HRSG 1C Misc. Foundations | 571
F/R/P HRSG 1A & Main Stack [150/151] Fdn | 571
F/R/P HRSG 1A Trench Foundation | 571
F/R/P HRSG 1A Elevator Foundation (Inc. Walls) | 571
F/R/P HRSG 1B & Main Stack [150/151] Foundation | 571
F/R/P HRSG 1B Trench Foundation | 571
F/R/P HRSG 1B Misc. Foundations | 571
F/R/P HRSG 1C & Main Stack [150/151] Foundation | 571
Erect STG North End Upper Steel | 570
Erect STG Steel Under Table Top (Mezz Level) | 570
Erect STG West Side Upper Steel | 570
Erect STG West Side Lower Steel | 570
Erect STG East Side Lower Steel | 570
Erect STG East Side Upper Steel | 570
Erect STG North End STG Steel Lower | 570
Erect STG South End and Gantry Steel - Lower & Upper | 570
Set HRSG 1C Co/SCR Duct Section & Weld Beams | 569
Set HRSG 1C Duct Burner Section & Weld Beams | 569
Set HRSG 1B Duct Burner Section & Weld Beams | 569
Set HRSG 1B Co/SCR Duct Section & Weld Beams | 569
Set HRSG 1A Duct Burner Section & Weld Beams | 569
Set HRSG 1A Co/SCR Duct Section & Weld Beams | 569
Step Up Transformer & IPB CT-1B Dress out & intergity testing (see transmission sch) | 568
Step up Transformer & IPB STG Dress out & intergity testing (see transmission sch) | 568
Step Up Transformer & IPB CT-1B Relay interface testing | 568
Step Up Transformer & IPB CT-1C Relay interface testing | 568
Step Up Transformer & IPB CT-1C Dress out & intergity testing (see transmission sch) | 568
Step up Transformer & IPB STG Relay interface testing | 568
Step Up Transformer & IPB CT-1A Relay interface testing | 568
Step Up Transformer & IPB CT-1A Dress out & intergity testing (see transmission sch) | 568
TO PKG #111 SERVICE WATER UTILITY STATIONS | 567
Test Service Water | 567
Circ Water Place system in service | 567
Service Water | 567
Service Water Utility Stations Turnover System | 567
Service Water (511) | 567
Install Instrument Air CT 1-B Tubing | 566
Install Instrument Air ( Compressors & Dryers) Tubing | 566
Install Instrument Air (STG) Tubing | 566
Install Instrument Air CT 1-C Tubing | 566
Install Instrument Air CT 1-A Tubing | 566
$-Unit 1 - Install Last Piece of U/G Pipe in Power block [CTG1A] | 565
$-Unit 1 - Install Last Piece of U/G Pipe in HRSG Area [HRSG1A] | 565
$-Unit 2 - Install Last Piece of U/G Pipe in Power block [CTG1B] | 565
$-Unit 2 - Install Last Piece of U/G Pipe in HRSG Area [HRSG1B] | 565
$-Unit 3 - Install Last Piece of U/G Pipe in Power block [CTG1C] | 565
$-Unit 3 - Install Last Piece of U/G Pipe in HRSG Area [HRSG1C] | 565
Section 5/6 - Excavate, Install Pipe, Test & Backfill U/G CW Pipe Condenser to Canal | 564
Section 7 - Excavate, Install Pipe, Test & Backfill U/G CW Pipe Condenser to Canal | 564
Section 4 - Excavate, Install Pipe, Test & Backfill U/G CW Pipe Condenser to Canal | 564
Section 8 - Excavate, Install Pipe, Test & Backfill U/G CW Pipe Condenser to Canal | 564
Section 1 - Excavate, Install Pipe, Test & Backfill U/G CW Pipe Condenser to Canal | 564
Section 2 - Excavate, Install Pipe, Test & Backfill U/G CW Pipe Condenser to Canal | 564
Section 3 - Excavate, Install Pipe, Test & Backfill U/G CW Pipe Condenser to Canal | 564
Set Intake Pipe (from Fdn 4 to pumps) | 563
Set Intake Pipe (East Canal fdn to Fdn 1) | 563
Set Intake Pipe (From fdn 2 to fdn 3) | 563
Set Intake Pipe (from fdn 3 to fdn 4) | 563
Set Intake Pipe (From Fdn 1 to Fdn 2) | 563
LV MCC One Lines - Revise / Check / IFC | 562
LV MCCs - Prepare Spec / IFR | 562
LV MCC Schematics - Design / Check / IFR/IFOR | 562
LV MCC Schematics - Revise / Check / IFC | 562
LV MCCs - Review / Revise / IFP/IFOR | 562
LV MCC One Line - Design / Check / IFR | 562
LV MCC One Lines- Internal Review/IFOA | 562
Oil/Water Seperator | 561
Oil / Water Separator | 561
Install Oil/Water Separator [025] | 561
Oil Water Separator | 561
CTG Electrical Package Platforms | 560
CTG Electrical Package Platforms Steel - Design / IFR / IFOA | 560
CTG Electrical Package Platforms Steel - Internal Review | 560
CTG Electrical Package Platforms Steel - Receive Owner Comments | 560
CTG Electrical Package Platforms Steel - Revise / IFC | 560
CTG Erect Electrical Package Platforms | 560
Install DB # 42 | 559
Install DB #43 | 559
Install DB #20 | 559
Install DB #23 | 559
Install DB #44 | 559
Gravity Thickener Tank & Misc. Fndns - Receive Owner Comments | 558
Gravity Thickener Tank & Misc. Fndns - Internal Review | 558
Gravity Thickener Tank & Misc. Fndns - Revise / IFC | 558
Gravity Thickener Tank & Misc. Fndns - Design / IFR / IFOA | 558
Circulating Water Pumps | 557
Circulating Water Supply | 557
Circulating Water System | 557
A/G Circulating Water System | 557
Circulating Water Electrical Enclosure | 557
U/G Circulating Water System | 557
Circulating Water (461) | 557
Pull Instrument Air CT 1-C Cable | 556
Terminate Instrument Air CT 1-C Cable | 556
Pull Instrument Air CT 1-B Cable | 556
Terminate Instrument Air CT 1-B Cable | 556
Pull Instrument Air CT 1-A Cable | 556
Terminate Instrument Air CT 1-A Cable | 556
Combustion Turbine 1C Flush control oil | 555
Combustion Turbine 1A Flush control oil | 555
Combustion Turbine 1B Flush control oil | 555
Instrument Junction Box Dwgs (IJ) - Internal Review | 554
Instrument Junction Boxes | 554
Instrument Junction Box Dwgs (IJ) - Design / IFR | 554
Instrument Junction Box Dwgs (IJ) - Revise / IFC | 554
Dike Construction Plan Development | 553
Close In Leave Out Section of New Dike | 553
DIKE | 553
Remove Section of Existing Dike | 553
F/R/P STG VT & Surge Protection Cubicle [073] Mat | 552
F/R/P CTG 1A CT VT & Surge Cubicle [148] Foundation | 552
F/R/P CTG 1B CT VT & Surge Cubicle [148] Foundation | 552
F/R/P CTG 1C CT VT & Surge Cubicle [148] Foundation | 552
$-Unit 3 - Complete Vendor Supplied CTG Piping [CTG1C] | 551
$-Unit 2 - Complete Vendor Supplied CTG Piping [CTG1B] | 551
$-Unit 2 - Start CT Vendor Supplied Piping Installation [CTG1B] | 551
$-Unit 1 - Start CT Vendor Supplied Piping Installation [CTG1A] | 551
$-Unit 3 - Start CT Vendor Supplied Piping Installation [CTG1C] | 551
$-Unit 1 - Complete Vendor Supplied CTG Piping [CTG1A] | 551
Fuel Gas Area Steel - Receive Owner Comments | 550
Fuel Gas Area Steel | 550
Fuel Oil Corridor Steel - Receive Owner Comments | 550
Fuel Oil Corridor Steel- Internal Review | 550
Fuel Oil Corridor Steel | 550
Fuel Gas Area Steel- Internal Review | 550
Install Fuel Oil Corridor Structural Steel Rack | 550
Toshiba finalizes ocean vessel space block booking | 549
Provide Toshiba 3 Week Pre-Placement Notification for Inspection | 549
STG Table Top Recovery Schedule | 549
Toshiba Recovery Schedule | 549
Toshiba Delivery Schedule | 549
Pre-Placement Sign off (with Toshiba) | 549
CT 1C/ Fire & tune (On Fuel Oil) | 548
First Fire / Sync CT 1C (On Fuel gas) | 548
CT 1A/ Fire & tune (On Fuel Oil) | 548
First Fire / Sync CT 1B (On Fuel gas) | 548
CT 1B/ Fire & tune (On Fuel Oil) | 548
First Fire / Sync CT 1A (On Fuel gas) | 548
CCW @ HRSG | 547
CCWC | 547
CCW #2 (@ STG AREA) | 547
CCW @ CTs | 547
CCW #2 (AT STG AREA) | 547
TO PKG #513 CCW #2 (@ STG AREA) | 547
513 - CCW #2 (@ STG AREA) | 547
Erect, Set and Weld R18, R19, R20, R21 | 546
Erect, Set and Weld R22, R23, R24, R25 | 546
Erect, Set and Weld R11, R12, R13 | 546
Erect, Set and Weld R14, R15, R16, R17 | 546
Control Room Layout Drawings - Design / IFR | 545
Control Room Layout Drawings - Revise / IFC | 545
Control Room Layout Drawings - Internal Review | 545
Control Room Layout | 545
Install CTG 1A Fuel Oil Pipe & Supports (SPG Provided) | 544
Install CTG 1A Fuel Gas I/C Pipe & Supports (SPG Provided) | 544
Install CTG 1C LB Fuel Oil Pipe & Supports (SPG Provided) | 544
Install CTG 1B Fuel Gas Manifold Pipe (SPG Provided) | 544
Install CTG 1B Fuel Gas I/C Pipe & Supports (SPG Provided) | 544
Install CTG 1A Fuel Gas Manifold Pipe (SPG Provided) | 544
Install CTG 1C Fuel Gas I/C Pipe & Supports (SPG Provided) | 544
Install CTG 1C Fuel Gas Manifold Pipe (SPG Provided) | 544
Install CTG 1B Fuel Oil Pipe & Supports (SPG Provided) | 544
Install Rebar Top Sections (#11 & #6 Rebar) | 543
Install New Vertical Splice Bars | 543
Rebar Tie In Place Grade Beams (4 Sections) | 543
Pre-Tie Rebar Sections | 543
Install Rebar Bottom Section / Embeds | 543
Inst 115kV Disconn Switch [812A] @ SSTs | 542
Inst 115kV Disconn Switch [812A] @ GSU 1B | 542
Inst 115kV Disconn Switch [812A] @ GSU 1C | 542
Inst 115kV Disconn Switch [812A] @ GSU 1A | 542
Inst 230kV Disconn Switch [812B] @ STG GSU | 542
Building HVAC Foundation - Design / IFR / IFOA | 541
Building HVAC Foundation | 541
Building HVAC Foundation - Internal Review | 541
Building HVAC Foundation - Revise / IFC | 541
ELECTRICAL COMMODITIES - Prepare Spec / IFR/IFOR | 540
ELECTRICAL COMMODITIES- Internal/Owner Review / Revise | 540
ELECTRICAL COMMODITIES - Review / Revise / IFC | 540
Electrical Commodities | 540
INSULATION (Includes: Piping & Mechanical) | 539
Insulation Note: 80% of steam piping complete for steam blows. | 539
Insulation | 539
Insulation Turnover System | 539
Step Up Transformer & IPB CT-1A 480V supply to fans & alarm checks | 538
Step Up Transformer & IPB CT-1B 480V supply to fans & alarm checks | 538
Step Up Transformer & IPB CT-1C 480v supply to fans & alarm checks | 538
Step up Transformer & IPB STG 480v supply to fans & alarm checks | 538
Electrical Indirect Project Support Activities | 537
Mechanical Indirect Project Support Activities | 537
Controls Indirect Project Support Activities | 537
Indirect Project Support Activities | 537
Structural Indirect Project Support Activities | 537
Civil Indirect Project Support Activities | 537
512 - DEMIN #2 (@ STG AREA) | 536
DEMIN #2 (@ STG AREA) | 536
DEMIN #2 (AT STG AREA) | 536
TO PKG #512 DEMIN #2 (@ STG AREA) | 536
Circ Wtr Pumps - Prepare Spec / IFR | 535
Circ Wtr Pumps - Vendor Submit Drawings (ST) | 535
Circ Wtr Pumps - Receive Vendor Proposals | 535
Circ Wtr Pumps - Technical Bid Analysis | 535
Circ Wtr Pumps - Vendor Fab/Delivery | 535
Circ Wtr Pumps - Vendor Submit Drawings (ME) | 535
Circ Wtr Pumps - Vendor Submit Drawings (EL) | 535
Circ Wtr Pumps - Review Vendor Drawings / Return (ST) | 535
Circ Wtr Pumps - Review Vendor Drawings / Return (ME) | 535
Circ Wtr Pumps - Review Vendor Drawings / Return (EL) | 535
Circ Wtr Pumps - Internal Review / Revise | 535
Circ Wtr Pumps - Owner Review | 535
Circ Wtr Pumps - Review / Revise / IFP/IFOR | 535
Deliver Anchor bolts | 534
Inspect Anchor Bolts | 534
Setting Anchor Bolt with Template | 534
Complete Anchor Bolt / Embed Checkout | 534
Install Anchor Bolts | 534
Test Plant Drain Laterals | 533
Install Remaining Pipe (Upper Plant Drain, Inst Air, Demin Water, Wastewater, Blowdown) | 533
Plant Drains (521) | 533
Install Plant Drain Laterals | 533
Test Plant Drains | 533
Install Lower Plant Drain Pipes | 533
Plant Drains | 533
Install and Seal Weld Transition / Dome | 532
Point, Patch, Grout and Joint Seal | 532
Seal Welding Terminal Box | 532
Fill up of Tight Seal | 532
Fire Water/ Hydrants Pre-Commissioning | 531
Circ Water Pre-Commissioning | 531
Fire Water System (to support backfeed) Pre-Commissioning | 531
Firewater Pumps Pre-Commissioning | 531
Potable Water Pre-Commissioning | 531
Filtered Water Pre-Commissioning | 531
RO Water Supply Pre-Commissioning | 531
Aux Boiler & Piping Complete Turnover Package | 530
Aux Boiler Blowdown Complete Turnover Package | 530
Aux Boiler Blowdown Turnover System | 530
Aux Steam Piping Complete Turnover Package | 530
Aux Steam Piping Turnover System | 530
Aux Boiler Gas Turnover System | 530
Aux Boiler Gas Complete Turnover Package | 530
Aux Boiler & Piping Turnover System | 530
Non-Seg Bus Duct - Technical Bid Analysis | 529
Iso Phase Bus Duct - Negotiate / Award / IFC | 529
Iso Phase Bus Duct - Vendor Submit Drawings (ST) | 529
Iso Phase Bus Duct - Vendor Submit Drawings (EL) | 529
Iso Phase Bus Duct -Receive Vendor Proposals | 529
Iso Phase Bus Duct - Issue Vendor for Owner Approval | 529
Iso Phase Bus Duct - Owner Review | 529
Iso Phase Bus Duct - Vendor Fab/Delivery | 529
Iso Phase Bus Duct - Review Vendor Drawings / Return (EL) | 529
Iso Phase Bus Duct - Technical Bid Analysis | 529
Iso Phase Bus Duct - Review Vendor Drawings / Return (ST) | 529
Iso Phase Bus Duct - Prepare Spec / IFR | 529
Iso Phase Bus Duct - Internal Review / Revise | 529
Iso Phase Bus Duct - Review / Revise / IFP/IFOR | 529
$-Unit 2 - Start Insulation / Lagging on HRSG / Piping [HRSG1B] | 528
$-Unit 3 - Start Insulation / Lagging on HRSG / Piping [HRSG1C] | 528
$-Unit 3 - Complete Insulation / Lagging on HRSG / Piping [HRSG1C] | 528
$-Unit 2 - Complete Insulation / Lagging on HRSG / Piping [HRSG1B] | 528
$-Unit 1 - Complete Insulation / Lagging on HRSG / Piping [HRSG1A] | 528
$-Unit 1 - Start Insulation / Lagging on HRSG / Piping [HRSG1A] | 528
F/R/P CTG 1A SEE Transformer [818] Fdn | 527
F/R/P Station Service Transformer [823] Fdn | 527
Install Ctrl/Admin Bldg Area Station Aux Transformer [147] | 527
F/R/P Ctrl/Admin Bldg Station Aux Transformer (147) Fdn | 527
CEMS 1B (Bypass Stack)Turnover System | 526
CEMS 1B (Bypass Stack) Complete Turnover Package | 526
CEMS 1C (bypass stack) Turnover System | 526
CEMS 1A (Bypass Stack) Turnover System | 526
CEMS 1A (Bypass Stack) Complete Turnover Package | 526
CEMS 1C (bypass stack) Complete Turnover Package | 526
Grounding Construction Completion Walk | 525
STG LO System Construction Completion Walk | 525
$-Complete STG Building | 525
CCW #2 (@ STG AREA) Construction Completion Walk | 525
DEMIN #2 (@ STG AREA) Construction Completion Walk | 525
Fire Water System (to support backfeed) Turnover System | 524
TO PKG #111 FIRE WATER SYSTEM (TO SUPPORT BACKFEED) | 524
111 - Fire Water System / Hydrants (to Support Backfeed) | 524
Fire Water System (to support backfeed) Complete Turnover Package | 524
TO PKG #11 FIRE WATER SYSTEM (TO SUPPORT BACKFEED) | 524
Fire Water System (to support backfeed) | 524
Compressed Gas Bottle Shelter Foundation - Receive Owner Comments | 523
Compressed Gas Bottle Shelter | 523
Compressed Gas Bottle Shelter Foundation - Revise / IFC | 523
Compressed Gas Bottle Shelter Foundation - Design / IFR / IFOA | 523
Compressed Gas Bottle Shelter Foundation - Internal Review | 523
Issue Bldg Layout to Owner Admin/Warehouse Bldg | 522
Admin/Warehouse Bldg -Receive Vendor Proposals | 522
Admin/Warehouse Bldg - Review Vendor Drawings / Return (ST) | 522
Receive Owner Approval for Admin/Warehouse Bldg | 522
Admin/Warehouse Bldg - Vendor Submit Drawings (ST) | 522
Admin/Warehouse Bldg - Internal/Owner Review / Revise | 522
Admin/Warehouse Bldg - Review Owner Comments / Revise / IFP | 522
PGN Submit FFA Form 7460-2, Part 2 - HRSG 1C Main Stack | 521
PGN Submit FFA Form 7460-2, Part 2 - HRSG 1B Bypass Stack | 521
PGN Submit FFA Form 7460-2, Part 2 - HRSG 1B Main Stack | 521
PGN Submit FFA Form 7460-2, Part 2 - HRSG 1A Main Stack | 521
PGN Submit FFA Form 7460-2, Part 2 - HRSG 1A Bypass Stack | 521
PGN Submit FFA Form 7460-2, Part 2 - HRSG 1C Bypass Stack | 521
Install and Adjust Lower Oil Deflector (1G/2T/3G/4T/4G) | 520
CTG Lube Oil Access Platforms | 520
Install CTG 1C Lube Oil Steel Platforms | 520
Install STG Lube Oil Module [057] | 520
Install Lube Oil Platforms 1B | 520
Grout STG Lube Oil Module | 520
U/G Circ Wtr Piping - Prepare Spec / IFR | 519
U/G Circ Wtr Piping - Review / Revise / IFP/IFOR | 519
Piping Specialties - Prepare Spec / IFR | 519
Piping Specialties - Review / Revise / IFP/IFOR | 519
General Service Piping - Prepare Spec / IFR/IFOR | 519
General Service Piping - Revise / IFC | 519
HP/LP Piping - Review / Revise / IFP/IFOR | 519
UG Piping - Prepare Spec / IFR/IFP | 519
$-Issue Underground Utilities Piping Plan - IFC | 519
HP/LP Piping - Prepare Spec / IFR | 519
A/G Circ Wtr Piping - Review / Revise / IFP / IFOR | 519
A/G Circ Wtr Piping - Prepare Spec / IFR | 519
Agency Issue Permit - ATC/Sewer Permit or Wayne Co. Septic System Permit | 518
PGN Issue to Agency - ATC/Sewer Permit or Wayne Co. Septic System Permit | 518
PGN Comments Due - ATC/Sewer Permit or Wayne Co. Septic System Permit | 518
EPC Issue to PGN - ATC/Sewer Permit or Wayne Co. Septic System Permit | 518
ATC/Sewer Permit or Wayne Co. Septic System Permit | 518
EPC Revise and Resubmit to PGN - ATC/Sewer Permit or Wayne Co. Septic System Permit | 518
LP Nozzle Diaphragm Alignment | 517
Prepare and Install Lower Nozzle | 517
Prepare and Install LP Inner Low and Lower Nozzle (without LP 1st and Last Stage) | 517
Large Bore Isometrics | 516
Hot Small Bore Isometrics | 516
Cold Small Bore Isometrics | 516
Engineering Milestone - BF LARGE BORE A/G ISOMETRICS IFC | 516
HP/LP Piping - Internal Review / Revise | 515
HP/LP Piping - Owner Review | 515
HP/LP Piping - Vendor Submit Drawings (ME) - BFW | 515
HP/LP Piping - Vendor Fab/Delivery - BFW | 515
HP/LP Piping - Issue Vendor for Owner Approval | 515
HP/LP Piping - Review Vendor Drawings / Return (ME) - BFW | 515
HP/LP Piping - Review Vendor Drawings / Return (ME) - LPS | 515
HP/LP Piping - Vendor Submit Drawings (ME) - LPS | 515
HP/LP Piping - Vendor Fab/Delivery - LPS | 515
Cold Reheat Finger Rack 1B Tie-in | 514
Cold Reheat Finger Rack 1A Tie-in | 514
Hot Reheat Finger Rack 1A Tie-in | 514
Hot Reheat Finger Rack 1B Tie-in | 514
Concrete Protective Coatings - Design / IFR / IFOR | 513
Concrete Protective Coatings - Internal Review | 513
Concrete Protective Coatings - Revise / IFC | 513
Concrete Protective Coatings | 513
Concrete Protective Coatings - Owner Review | 513
Pull HRSG 1-A Blowdown Cable | 512
Terminate HRSG 1-A Blowdown Cable | 512
Pull HRSG 1-C Blowdown Cable | 512
Terminate HRSG 1-C Blowdown Cable | 512
Pull HRSG 1-B Blowdown Cable | 512
Terminate HRSG 1-B Blowdown Cable | 512
CT-1A Fuel Oil Oil Flush FOWI skid and tubing/flow test | 511
CT-1B Fuel Oil Oil Flush FOWI skid and tubing/flow test | 511
CT-1B Fuel Oil Perform water injjection flushs FOWI & tubing | 511
CT - 1C Fuel Oil System Perform water injection flush FOWI & tubing | 511
CT - 1C Fuel Oil System Oil Flush FOWI skid and tubing/flow test | 511
CT-1A Fuel Oil Perform water injection flush FOWI & tubing | 511
BOP Electrical Raceway | 510
BOP Remote Circuit and Raceway Schedule- Revise / IFC | 510
BOP Remote Circuit and Raceway Schedule | 510
BOP Power Block Circuit and Raceway Schedule- Revise / IFC | 510
BOP Remote Raceway Drawings | 510
BOP Power Block Circuit and Raceway Schedule | 510
BOP Power Block Raceway Drawings | 510
CCW #2 (@ STG AREA) Turnover System | 509
CCW #2 (@ STG AREA) Complete Turnover Package | 509
DEMIN #2 (@ STG AREA) Complete Turnover Package | 509
STG LO System Complete Turnover Package | 509
STG LO System Turnover System | 509
DEMIN #2 (@ STG AREA) Turnover System | 509
Thermocouples and Thermowells MCR | 508
Thermocouples and Thermowells | 508
Check Resistance Temperature Detector and Thermocouples | 508
CFD System AG P&ID - Revise / IFC | 507
VPS System P&ID - Revise / IFC | 507
FOL System AG P&ID - Revise / IFC | 507
AQA System AG P&ID - Revise / IFC | 507
LOS System AG P&ID - Revise / IFC | 507
WDR System AG P&ID - Revise / IFC | 507
FGS System AG P&ID - Revise / IFC | 507
CTP System AG P&ID - Revise / IFC | 507
CRH System AG P&ID - Revise / IFC | 507
CND System AG P&ID - Revise / IFC | 507
BFW System AG P&ID - Revise / IFC | 507
CCW System AG P&ID - Revise / Check / IFC | 507
BDN System AG P&ID - Revise / IFC | 507
CWS System AG P&ID - Revise / IFC | 507
STP System AG P&ID - Revise / IFC | 507
SWS System AG P&ID - Revise / IFC | 507
DWS System AG P&ID - Revise / IFC | 507
PWS System AG P&ID - Revise / IFC | 507
HRH System AG P&ID - Revise / IFC | 507
CMG System AG P&ID - Revise / IFC | 507
CCF System AG P&ID - Revise / IFC | 507
SMP System AG P&ID - Revise / IFC | 507
INA System AG P&ID - Revise / IFC | 507
Steam High Press Pre-Commission and Restoration Walk | 506
Steam Low Press Pre-Commission and Restoration Walk | 506
Steam Cold Reheat Pre-Commission and Restoration Walk | 506
Steam Hot Reheat Pre-Commission and Restoration Walk | 506
HRSG Steam Side 3 Pre-Commission and Restoration Walk | 506
HRSG Steam Side 2 Pre-Commission and Restoration Walk | 506
HRSG Steam Side 1 Pre-Commission and Restoration Walk | 506
Conduit Installation FP-310 | 505
Conduit Installation FP-403 | 505
Conduit Installation FP-301 | 505
Conduit Installation FP-203 | 505
Conduit Installation FP-206 | 505
Conduit Installation FP-209-01C. | 505
Conduit Installation FP-303 | 505
Conduit Installation FP-304 | 505
Conduit Installation FP-306 | 505
Conduit Installation FP-308 | 505
Conduit Installation FP-314 | 505
Conduit Installation FP-315 | 505
Conduit Installation FP-604 | 505
Conduit Installation FP-602 | 505
Conduit Installation FP-605 | 505
Conduit Installation FP-603 | 505
Conduit Installation FP-312 | 505
Conduit Installation FP-313 | 505
Conduit Installation FP-210 | 505
Conduit Installation FP-316 | 505
Conduit Installation FP-211 | 505
Conduit Installation FP-208 | 505
Conduit Installation FP-207 | 505
Conduit Installation FP-202 | 505
Conduit Installation FP-201 | 505
Conduit Installation FP-205 | 505
Conduit Installation FP-204 | 505
Conduit Installation FP-404 | 505
Conduit Installation FP-401 | 505
Conduit Installation FP-213 | 505
Conduit Installation FP-502 | 505
Conduit Installation FP-501 | 505
Conduit Installation FP-212 | 505
Conduit Installation FP-307 | 505
Conduit Installation FP-601 | 505
Conduit Installation FP-311 | 505
Conduit Installation FP-309 | 505
Conduit Installation FP-503 | 505
Conduit Installation FP-305 | 505
Grading Plans | 504
Rough Grading - Design / IFR / IFOA | 504
Rough Grading - Owner Review | 504
Engineering Milestone - ROUGH GRADING IFC | 504
Rough Grading - Internal Review | 504
Rough Grading - Revise / IFC | 504
CT 1A Fire Protection Turnover System | 503
CT 1B Fire Protection Complete Turnover Package | 503
CT 1C Fire Protection Turnover System | 503
CT 1A Fire Protection Complete Turnover Package | 503
CT 1B Fire Protection Turnover System | 503
CT 1C Fire Protection Complete Turnover Package | 503
Demin Tank Foundations - Internal Review | 502
Demin Tank Foundations - Design / IFR / IFOA | 502
FO Tank Foundations - Revise / IFC | 502
FO Tank Foundations - Internal Review | 502
Demin Tank Foundations - Revise / IFC | 502
FO Tank Foundations - Design / IFR / IFOA | 502
FOL System LB Isometric - Revise / Check / IFC | 501
LOS System LB Isometric - Revise / Check / IFC | 501
VPS System LB Isometric - Revise / Check / IFC | 501
SWS System LB Isometric - Revise / Check / IFC | 501
HPS System LB Isometric - Revise / Check / IFC | 501
ARM System LB Isometric - Revise / Check / IFC | 501
CRH System LB Isometric - Revise / Check / IFC | 501
HRH System LB Isometric - Revise / Check / IFC | 501
CND System LB Isometric - Revise / Check / IFC | 501
BDN System LB Isometric - Revise / Check / IFC | 501
LPS System LB Isometric - Revise / Check / IFC | 501
WDR System LB Isometric - Revise / Check / IFC | 501
INA System LB Isometric - Revise / Check / IFC | 501
FGS System LB Isometric - Revise / Check / IFC | 501
DWS System LB Isometric - Revise / Check / IFC | 501
Fire Protection Valve/Foam Enclosure Foundation - Design / IFR / IFOA | 500
Fire Protection Valve Enclosure Foundation | 500
Fire Protection Valve/Foam Enclosure Foundation - Receive Owner Comments | 500
Fire Protection Valve/Foam Enclosure Foundation - Internal Review | 500
Fire Protection Valve/Foam Enclosure Foundation - Revise / IFC | 500
Pull Circ Water Cable | 499
Terminate Potable Water Cable | 499
Terminate Circ Water Cable | 499
Pull RO Water Supply Cable | 499
Pull Potable Water Cable | 499
Terminate RO Water Supply Cable | 499
$-Unit 1 - Final Cold Align Boiler Feed Pumps [HRSG1A] | 498
Boiler Feed Pumps - Vendor Fab/Delivery (HRSG 1C) | 498
Boiler Feed Pumps - Vendor Fab/Delivery (HRSG 1A) | 498
$-Unit 3 - Final Cold Align Boiler Feed Pumps [HRSG1C] | 498
Boiler Feed Pumps - Vendor Fab/Delivery (HRSG 1B) | 498
$-Unit 2 - Final Cold Align Boiler Feed Pumps [HRSG1B] | 498
Datalink List | 497
Datalink List CTG - Revise / Check / IFC | 497
Datalink List Misc.- Revise / Check / IFC | 497
Datalink List STG - Revise / Check / IFC | 497
I/O and Datalink List | 497
Pull Wire STG Valve House - Elec | 496
Conduit Install Valve House - Elect | 496
Conduit Install STG Valve House - Elec | 496
Pull Wire Valve House - Elect | 496
HRSG & CTG Ductbank Main Runs - Owner Review | 495
HRSG & CTG Ductbank Main Runs - Internal Review | 495
Engineering Milestone -DUCTBANK MAIN RUNS IFC | 495
HRSG & CTG Ductbank Main Runs - Design / Check / IFR / IFOA | 495
STG Ductbank Main Runs - Design / Check / IFR / IFOA | 495
STG Ductbank Main Runs - Owner Review | 495
STG Ductbank Main Runs - Revise / IFC | 495
STG Ductbank Main Runs - Internal Review | 495
HRSG & CTG Ductbank Main Runs - Revise / IFC | 495
STG ELECTRICAL BLDG AREA | 494
Excavation / Backfill STG Bldg and Elect Bldg Area | 494
STG Elect Bldg DCS | 494
STG Elect Bldg Equipment Grounding | 494
STG Elec Bldg | 494
CT Drain Tanks | 493
Install WSAC Drain Tank & Strainer Steel | 493
Install / Test CCW Drains Tank Pipe | 493
Erect Drain Tank Steel - CT 1B | 493
Erect Drains Tank Steel - CT 1C | 493
Install Drains Tank Structural Steel - CT 1A | 493
Excavate and Install CCW Drains Tank | 493
Precast Spec - Internal Review | 492
Precast Spec | 492
Precast Spec - IFP / IFOR | 492
Precast Spec - Prepare / IFR | 492
Precast Spec - Owner Review | 492
Precast Spec - Negotiate / Award / IFC | 492
Precast Spec - Issue Vendor for Owner Approval | 492
SST 1 Delivery | 491
SST 2 Delivery | 491
Awaiting SST HRG Information | 491
Set SST's | 491
IP Pipe | 490
Pipe Studies / Miscellaneous Lists | 490
Yard Piping Plans | 490
Piping | 490
Tie In and Test Pipe Corridor to the North Road | 490
Pipe | 490
Pipe Bridge Piling | 490
Piping Specialties | 490
PIPE | 490
DEMIN TANK AREA | 489
Demin Tank Hydro | 489
Demin At Demin Tanks | 489
Hydrotest Demin Tank 1A | 489
Hydrotest Demin Tank 1B | 489
Test Demin Water | 489
Vacuum Priming System (462) | 488
Establish Vacuum | 488
Install Vacuum Priming Pumps @ Discharge Structure | 488
Vacuum Priming | 488
Install CTG 1B CO2 Fire Protection Skid [115] | 487
F/R/P CTG 1B Fire Protection CO2 Skid [115] Fdn | 487
Install CTG 1C CO2 Fire Protection Skid [115] | 487
F/R/P CTG 1C Fire Protection CO2 Skid [115] Fdn | 487
Install CTG 1A CO2 Fire Protection Skid [115] | 487
F/R/P CTG 1A Fire Protection CO2 Skid [115] Fdn | 487
Circ Water Complete PS-1 Punchlist Items | 486
Chilled Water Complete PS-1 Punchlist Items | 486
Boiler Feed Water 2 Complete PS-1 Punchlist Items | 486
Potable Water Complete PS-1 Punchlist Items | 486
Fire Water/ Hydrants Complete PS-1 Punchlist Items | 486
Waste Water / Area Sumps Complete PS-1 Punchlist Items | 486
Firewater Pumps Complete PS-1 Punchlist Items | 486
Sanitary Sewer Complete PS-1 Punchlist Items | 486
Filtered Water Complete PS-1 Punchlist Items | 486
Closed Cooling Water - WSAC Complete PS-1 Punchlist Items | 486
Boiler Feed Water 3 Complete PS-1 Punchlist Items | 486
Fire Water System (to support backfeed) Complete PS-1 Punchlist Items | 486
Boiler Feed Water 1 Complete PS-1 Punchlist Items | 486
RO Water Supply Complete PS-1 Punchlist Items | 486
MSV Installation | 485
CRV Installation | 485
MSV | 485
CRV | 485
AXS System HSB Isometric - Route / Issue for Stress Analysis | 484
AXS System SB - Final Stress Analysis | 484
AXS System HSB Isometric - Incorp Stress Analysis Comments / Check / IFR | 484
AXS System LB Isometric - Incorp Stress Analysis Comments / Check / IFR | 484
AXS System LB Isometric - Route / Issue for Stress Analysis | 484
AXS System SB - Prelim Stress Analysis | 484
AXS System LB - Final Stress Analysis | 484
AXS System LB - Prelim Stress Analysis | 484
CT-1C Fuel Gas Turnover System | 483
CT-1B Fuel Oil System Turnover System | 483
CT-1B Fuel Gas Complete Turnover Package | 483
CT-1C Fuel Gas Complete Turnover Package | 483
CT-1A Fuel Gas Turnover System | 483
CT-1A Fuel Oil System Turnover System | 483
CT-1C Fuel Oil System Turnover System | 483
CT-1A Fuel Oil System Complete Turnover Package | 483
CT-1B Fuel Oil System Complete Turnover Package | 483
Common Fuel Oil System Turnover System | 483
CT-1A Fuel Gas Complete Turnover Package | 483
CT-1C Fuel Oil System Complete Turnover Package | 483
Common Fuel Oil System Complete Turnover Package | 483
CT-1B Fuel Gas Turnover System | 483
CTG | 482
CTG 1A | 482
Fine Grade CTG 1B | 482
CTG 1C | 482
CTG 1B | 482
CTG Piling - Internal Review | 482
CTG Piling | 482
Fine Grade CTG 1C | 482
Fine Grade CTG 1A | 482
Filter Press Encl Steel - Revise / IFC | 481
Filter Press Encl Fndn - Internal Review | 481
Filter Press Encl Steel - Internal Review | 481
Filter Press Encl Steel - Design / IFR / IFOA | 481
Filter Press Encl Fndn - Design / IFR / IFOA | 481
Filter Press Encl Fndn - Revise / IFC | 481
CTG-1B Electrical Raceway | 480
CTG-1A Electrical Raceway | 480
CTG 1C Embedded Raceway at Slab | 480
CTG 1C A/G Raceway & Devices Mechanical Pkg | 480
CTG 1B A/G Raceway & Devices Mechanical Pkg | 480
CTG 1B A/G Raceway & Devices Air Intake Structure | 480
CTG 1A A/G Raceway & Devices Mechanical Pkg | 480
CTG 1B Embedded Raceway at Slab | 480
CTG 1A Embedded Raceway at Slab | 480
CTG-1C Electrical Raceway | 480
Boiler Feed Water 3 Couple and perepare pump to run | 479
Boiler Feed Water 3 Preform run in on pump | 479
Boiler Feed Water 1 Couple and perepare pump to run | 479
Boiler Feed Water 1 Preform run in on pump | 479
Boiler Feed Water 2 Preform run in on pump | 479
Boiler Feed Water 2 Couple and perepare pump to run | 479
BOP Above Ground Pipe | 478
Install UG BOP Potable Water Loop [577] | 478
Insulate BOP Pipe | 478
Install BOP Sampling Piping [519] SB | 478
Install BOP Demin Water A/G Pipe [514] LB | 478
Install BOP Demin Water A/G Pipe [514] SB | 478
Install BOP Circ Water Piping [461] SB | 478
Install BOP Circ Water Piping [461] LB | 478
Install BOP Potable Water Pipe [577] | 478
Install BOP Fire Prot [572] A/G Pipe | 478
Install BOP Cycle Chem Feed Pipe [516] SB | 478
Install BOP Service Water Pipe [511] | 478
Install BOP CCW A/G Pipe [464] LB | 478
Install BOP Inlet Chilled Water Pipe [377] | 478
Install BOP CCW A/G Pipe [464] SB | 478
Install BOP INA [543] A/G Pipe - SB | 478
Major/Minor component deliveries | 477
STG Major Delivery | 477
STG Minor Delivery | 477
TO PKG #612 CEMS 1C | 476
TO PKG #56 CEMS 1C (BYPASS STACK) | 476
TO PKG #49 CEMS 1B (BYPASS STACK | 476
TO PKG #605 CEMS 1B | 476
TO PKG #48 CEMS 1A (BYPASS STACK) | 476
TO PKG #604 CEMS 1A | 476
Steam Silencers - Prepare Spec / IFR | 475
Steam Silencers - Review / Revise / IFP/IFOR | 475
Install Steam Blow Piping / Silencer | 475
Steam Silencers -Receive Vendor Proposals | 475
Steam Silencers - Internal Review / Revise | 475
Steam Silencers - Issue Vendor for Owner Approval | 475
Steam Silencers - Technical Bid Analysis | 475
Steam Silencers - Vendor Fab/Delivery | 475
Steam Silencers - Negotiate / Award / IFC | 475
Steam Silencers | 475
Steam Silencers - Review Vendor Drawings / Return (ME) | 475
Steam Silencers - Vendor Submit Drawings (ME) | 475
Steam Silencers Owner Review | 475
$-Issue Site Grounding Plan Drawings - IFC | 474
$-Issue Site Grounding Plan Drawings - IFR | 474
$-Issue Site Prep Drawings - IFC | 474
STG Air Removal [452] Pipe Hydro and Restore | 473
STG Gland Steam [431] Pipe Hydro and Restore | 473
STG Steam [439] Pipe Hydro and Restore | 473
STG Pipe Hydro and Restore | 473
WDR System AG P&ID - Issue IFOA | 472
CWS System UG P&ID - Issue IFOA | 472
SDR System AG P&ID - Issue IFOA | 472
WDR System UG P&ID - Issue IFOA | 472
SWS System UG P&ID - Issue IFOA | 472
SDR System UG P&ID - Issue IFOA | 472
FOL System UG P&ID - Issue IFOA | 472
CWS System AG P&ID - Issue IFOA | 472
BDN System AG P&ID - IFOA | 472
CCW System UG P&ID - Issue IFOA | 472
INA System UG P&ID - Issue IFOA | 472
CHW System UG P&ID - Issue IFOA | 472
SWS System AG P&ID - Issue IFOA | 472
PWS System UG P&ID - Issue IFOA | 472
BDN System UG P&ID - IFOA | 472
CTP System UG P&ID - Issue IFOA | 472
CTP System AG P&ID - Issue IFOA | 472
PDR System UG P&ID - Issue IFOA | 472
FGS System UG P&ID - Issue IFOA | 472
AQA System UG P&ID - Issue IFOA | 472
DWS System UG P&ID - Issue IFOA | 472
Install STG Gland Steam Pipe (sys 531) - (STG Provided) | 471
Install STG Gland Steam [431] A/G LB Pipe | 471
Install STG Gland Steam [431] A/G SB Pipe | 471
Install STG Gland Steam System Cable Tray / Conduit | 471
Install STG Gland Steam Condenser [053] & Exhstr | 471
Pull STG Gland Steam System Cable | 471
Install STG Gland Steam System Tubing | 471
Install STG Gland Steam Instruments | 471
Terminate STG Gland Steam System Cable | 471
HRSG Isolation 1B (includes SC Stack) Complete PS-1 Punchlist Items | 470
HRSG Steam Side 1 Complete PS-1 Punchlist Items | 470
HRSG 1-B Blowdown Complete PS-1 Punchlist Items | 470
HRSG Flue Gas Side 1 Complete PS-1 Punchlist Items | 470
HRSG Flue Gas Side 2 Complete PS-1 Punchlist Items | 470
HRSG 1-A Blowdown Complete PS-1 Punchlist Items | 470
HRSG Isolation 1C (includes SC Stack) Complete PS-1 Punchlist Items | 470
HRSG Steam Side 2 Complete PS-1 Punchlist Items | 470
HRSG Flue Gas Side 3 Complete PS-1 Punchlist Items | 470
HRSG Isolation 1A (includes SC Stack) Complete PS-1 Punchlist Items | 470
HRSG Steam Side 3 Complete PS-1 Punchlist Items | 470
HRSG 1-C Blowdown Complete PS-1 Punchlist Items | 470
FIRE DETECTION | 469
Fire Detection Turnover System | 469
Fire Detection Complete Turnover Package | 469
Fire Detection | 469
Fire Detection Construction Completion Walk | 469
Hydro / Pneumatic Testing | 468
Pneumatic Test FGS [561] Pipe | 468
Hydro Test FOL [562] Pipe | 468
Hydrogen & CO2 Pressure test all tubing & fittings | 468
CTG Piling - Revise / IFC | 467
CTG GSU Foundation - Design / IFR / IFOA | 467
CTG GSU Foundation - Revise / IFC | 467
CTG Foundation - Revise / IFC | 467
CTG Foundation - Design / IFR / IFOA | 467
$-Issue CTG Foundation Design IFC | 467
$-Issue All other Foundations - IFC | 467
CTG Piling - Design / IFR / IFOA | 467
$-Issue STG Foundation Design IFC | 467
Install HRSG 1-B Blowdown Tubing | 466
Install HRSG 1-A Blowdown Tubing | 466
Install HRSG 1-C Blowdown Tubing | 466
Install HRSG Isolation 1C (Includes SC Stack) Tubing | 466
Install HRSG Isolation 1B (Includes SC Stack) Tubing | 466
Install HRSG Isolation 1A (Includes SC Stack) Tubing | 466
BFW System (all units) HSB Isometric - Revise / Check / IFC | 465
BFW System LB Isometric - Internal Review | 465
BFW System LB Isometric - Revise / Check / IFC | 465
CCW System LB Isometric - Revise / Check / IFC | 465
CCW System LB Isometric - Internal Review | 465
BFW System (all units) HSB Isometric - Internal Review | 465
Transformer Access Steel | 464
Transformer Access Steel - Design / IFR / IFOA | 464
STG Exitation Transformer Steel | 464
Transformer Access Steel - Internal Review | 464
Transformer Access Steel - Revise / IFC | 464
Fab and Deliver STG Exitation Transformer Steel | 464
Install Admin Building Transformer Steel | 464
TO PKG #64 SAMPLE SYSTEM | 463
Sample System Blow sample lines | 463
Sample System | 463
TO PKG #703 SAMPLE SYSTEM | 463
Sample System Loop verication | 463
SAMPLE SYSTEM | 463
Install HRSG 1B Reheat Blowoff Tank [180] | 462
Install HRSG 1A Reheat Blowoff Tank [180] | 462
Install HRSG 1A HP Blowdwn Tank [157] | 462
Install HRSG 1C Reheat Blowoff Tank [180] | 462
Install HRSG 1C HP Blowdown Tank [157] | 462
Install HRSG 1B HP Blowdown Tank [157] | 462
HRH System AG P&ID - Design / Check / IFR / IFOR | 461
STP System AG P&ID - Design / Check / IFR / IFOR | 461
AXS System AG P&ID - Revise / IFC | 461
AXS System AG P&ID - Design / Check / IFR / IFOR | 461
CND System AG P&ID - Design / Check / IFR / IFOR | 461
HPS System AG P&ID - Revise / IFC | 461
LPS System AG P&ID - Design / Check / IFR / IFOR | 461
CRH System AG P&ID - Design / Check / IFR / IFOR | 461
ARM System AG P&ID - Revise / IFC | 461
SMP System AG P&ID - Design / Check / IFR / IFOR | 461
LPS System AG P&ID - Revise / IFC | 461
ARM System AG P&ID - Design / Check / IFR/IFOR | 461
CFD System AG P&ID - Design / Check / IFR / IFOR | 461
CND System AG P&ID - IFOA | 461
HPS System AG P&ID - Design / Check / IFR / IFOR | 461
Pull CT-1A Fuel Oil System Cable | 460
Terminate CT-1B Fuel Oil System Cable | 460
Pull CT 1-A Fuel Gas Cable | 460
Terminate CT 1-A Fuel Gas Cable | 460
Pull CT-1C Fuel Oil Cable | 460
Terminate CT 1-B Fuel Gas Cable | 460
Terminate CT 1-C Fuel Gas Cable | 460
Pull CT 1-B Fuel Gas Cable | 460
Pull CT 1-C Fuel Gas Cable | 460
Terminate CT-1A Fuel Oil System Cable | 460
Terminate CT-1C Fuel Oil Cable | 460
Pull CT-1B Fuel Oil System Cable | 460
Install Instrument Air ( Compressors & Dryers) Instruments | 459
Pull Instrument Air ( Compressors & Dryers) Cable | 459
Terminate Instrument Air ( Compressors & Dryers) Cable | 459
TO PKG #13 INSTRUMENT AIR (COMPRESSORS AND DRYERS) | 459
202 - Instrument Air (Compressors & Dryers) | 459
TO PKG #202 INSTRUMENT AIR (COMPRESSORS AND DRYERS) | 459
INSTRUMENT AIR (COMPRESSORS AND DRYERS) | 459
Instrument Air Wiring/Term checks on compressors & dryers | 459
Provisional Acceptance | 458
$-Final Acceptance | 458
$-Provisional Acceptance | 458
Final Acceptance | 458
Phase 1 - Install to Leave Out Section | 457
Phase 1 - Install 150' Dike | 457
Import Rip Rap Cap for Dike Phase 1 | 457
Begin Import ABC Fill Phase 1 | 457
Procurement Network Panel Install | 456
Sample Panel - Issue Vendor for Owner Approval | 456
Sample Panel - Receive Vendor Proposals | 456
Sample Panel - Vendor Fab/Delivery | 456
Sample Analysis Panel | 456
Sample Panel - Owner Review | 456
HRSG Isolation 1C (includes SC Stack) Loop verfications | 455
HRSG ISOLATION 1C (INCLUDES SC STACK) | 455
HRSG Isolation 1C (includes SC Stack) Pre-Commissioning | 455
HRSG Isolation 1A (includes SC Stack) | 455
HRSG Isolation 1C (includes SC Stack) | 455
HRSG ISOLATION 1A (INCLUDES SC STACK) | 455
HRSG Isolation 1B (includes SC Stack) Pre-Commissioning | 455
HRSG Isolation 1A (includes SC Stack) Pre-Commissioning | 455
HRSG Isolation 1B (includes SC Stack) | 455
HRSG ISOLATION 1B (INCLUDES SC STACK) | 455
HRSG Isolation 1B (includes SC Stack) Loop verfications | 455
HRSG Isolation 1A (includes SC Stack) Loop verfications | 455
CTG-1B Raceway Dwgs - Revise / IFC | 454
HRSG-1C Raceway Dwgs - Revise / IFC | 454
CTG-1A Raceway Dwgs - Design / IFR / IFOR | 454
HRSG-1A Raceway Dwgs - Revise / IFC | 454
CTG-1B Raceway Dwgs - Design / IFR / IFOR | 454
HRSG-1A Raceway Dwgs - Design / IFR / IFOR | 454
STG Raceway Dwgs - Revise / IFC | 454
CTG-1C Raceway Dwgs - Revise / IFC | 454
HRSG-1B Raceway Dwgs - Design / IFR / IFOR | 454
CTG-1A Raceway Dwgs- Revise / IFC | 454
HRSG-1B Raceway Dwgs - Revise / IFC | 454
BOP Power Block Raceway Dwgs - Revise / IFC | 454
CTG-1C Raceway Dwgs - Design / IFR / IFOR | 454
BOP Remote Raceway Dwgs - Revise / IFC | 454
HRSG-1C Raceway Dwgs - Design / IFR / IFOR | 454
Excavation for DB - W Road (including branch lines and 5kV Vault) | 453
Dirtwork for Subgrade UG Pipe STG (including branch lines and Vault) | 453
Excavation/Subgrade UG Pipe/Ductbank - N Road & Ammonia Area | 453
Backfill UG Pipe/Ductbank - N Road & Ammonia Area | 453
Backfill DB / Subgrade UG Pipe W Road (including branch lines and 5kV Vault) | 453
Excavation for DB / UG Pipe S Road (including MH #1,#2,#3 and #7) | 453
Terminate Steam High Pressure Cable | 452
Pull Steam Hot Reheat Cable | 452
Pull Steam High Pressure Cable | 452
Terminate Steam Hot Reheat Cable | 452
Terminate Steam Cold Reheat Cable | 452
Pull Steam Low Pressure Cable | 452
Pull Steam Cold Reheat Cable | 452
Terminate Steam Low Pressure Cable | 452
Strip Discharge Structure Slab 1 | 451
Excavate Discharge Structure | 451
F/R/P Discharge Structure Slab 1 | 451
Cofferdam for Discharge Structure | 451
Discharge to Neuse | 451
Heat Trace (design, supply, and installation) - Negotiate / Award / IFC | 450
Heat Trace (design, supply, and installation) - Vendor Fab/Delivery | 450
Heat Trace (design, supply, and installation) - Receive Vendor Proposals | 450
Heat Trace (design, supply, and installation) - Review / Revise / IFP/IFOR | 450
Heat Trace (design, supply, and installation) - Vendor Submit Drawings (EL) | 450
Heat Trace (design, supply, and installation) - Issue Vendor for Owner Approval | 450
Heat Trace (design, supply, and installation) - Internal Review / Revise | 450
Heat Trace (design, supply, and installation) - Review Vendor Drawings / Return (EL) | 450
Heat Trace (design, supply, and installation) - Prepare Spec / IFR | 450
Heat Tracing Checkout and tranformer testing | 450
Heat Trace (design, supply, and installation) - Technical Bid Analysis | 450
Heat Trace (design, supply, and installation) - Owner Review | 450
Aboveground Circulating Water Support Foundation - Revise / IFC | 449
Aboveground Circulating Water Support Piling - Receive Owner Comments | 449
Aboveground Circulating Water Support Foundation | 449
Aboveground Circulating Water Support Piling | 449
Aboveground Circulating Water Support Foundation - Design / IFR / IFOA | 449
Aboveground Circulating Water Support Piling - Design / IFR / IFOA | 449
Aboveground Circulating Water Support Foundation - Internal Review | 449
Aboveground Circulating Water Support Foundation - Receive Owner Comments | 449
Aboveground Circulating Water Support Piling - Internal Review | 449
Aboveground Circulating Water Support Piling - Revise / IFC | 449
Quality Coordinator Assessments - Electrical Vault Design | 448
Engineering Milestone - ELECTRICAL VAULT FOUNDATIONS IFC | 448
Vaults | 448
Boiler Feed Water 1 Oil flush BFP | 447
Boiler Feed Water 3 Oil flush BFP | 447
Boiler Feed Water 2 TFA required checks to BFP | 447
Boiler Feed Water 1 TFA required checks to BFP | 447
Boiler Feed Water 3 TFA required checks to BFP | 447
Boiler Feed Water 2 Oil flush BFP | 447
Install CTG 1C Rotor Air Cooling Pipe & Supports (SPG Provided) | 446
Install CTG 1A Generator Cooling I/C Pipe & Supports (SPG Provided) | 446
Install CTG 1A Rotor Air Cooling Pipe & Supports (SPG Provided) | 446
Install CTG 1A LB Inlet Heating Pipe and Supports (SPG Provided) | 446
Install CTG 1C Generator Cooling I/C Pipe & Supports (SPG Provided) | 446
Install CTG 1B Generator Cooling I/C Pipe & Supports (SPG Provided) | 446
Install CTG 1B LB Inlet Heating Pipe and Supports (SPG Provided) | 446
Install CTG 1C LB Inlet Heating Pipe & Supports (SPG Provided) | 446
Branch Lines FP-303 | 445
Branch Lines FP-602 | 445
Branch Lines FP-301 | 445
Branch Lines FP-309 | 445
Branch Lines FP-604 | 445
Branch Lines FP-312 | 445
Branch Lines FP-601 | 445
Branch Lines FP-213 | 445
Branch Lines FP-404 | 445
Branch Lines FP-308 | 445
Branch Lines FP-311 | 445
Branch Lines FP-212 | 445
GSU Piling | 444
$-Set GSU | 444
GSU Piling - Internal Review | 444
Prep GSU C Foundation | 444
GSU Piling - Owner Approval | 444
GSU Piling - Design / IFR / IFOA | 444
GSU Piling - Revise / IFC | 444
Install CTG 1A Compressor Wash I/C Pipe & Supports (SPG Provided) | 443
Install CTG 1C Cooling Air/Compressor Bleed I/C Pipe & Supports (SPG Provided) | 443
Install CTG 1B Cooling Air/Compressor Bleed I/C Pipe & Supports (SPG Provided) | 443
Install CTG 1A Cooling Air/Compressor Bleed I/C Pipe & Supports (SPG Provided) | 443
Install CTG 1B Compressor Wash I/C Pipe & Supports (SPG Provided) | 443
Install CTG 1C SB Compressor Wash I/C Pipe & Supports (SPG Provided) | 443
Pour Pedestal Top Concrete | 442
Table Top - Install Reenforcing Steel | 442
Table Top - Install Template | 442
Table Top - Place Concrete - Includes Toping Slab | 442
Table Top - Pre-Pour Checkout | 442
Develop RFQ for Underground Ammonia and IAS Pipe | 441
Delivery of Underground Ammonia and IAS Pipe | 441
Issue Purchase Order for Underground Ammonia and IAS Pipe | 441
Review Bids for Underground Ammonia and IAS Pipe | 441
Issue RFQ for Underground Ammonia, and IAS Pipe | 441
Leach Field | 440
Receive Final Location Leach Field | 440
Sanitary Sewer Leach Field | 440
Sanitary Sewer Leach Field - Revise / IFC | 440
Sanitary Sewer Leach Field - Design / IFR / IFOR | 440
Sanitary Sewer Leach Field - Internal/Owner Review | 440
PE to submit Cert and Docs. to NCDENR Div. of LR | 439
KPE Prepare Final Certificates and asbuilts for PE | 439
HRSG-1C EI's - Receive Owner Comments | 438
HRSG-1A EI's - Receive Owner Comments | 438
HRSG-1B EI's - Receive Owner Comments | 438
CTG-1A EI's - Receive Owner Comments | 438
DCS 1 EI's (HRSG, BMS) - Receive Owner Comments | 438
STG EI's - Receive Owner Comments | 438
BOP Remote EI's - Receive Owner Comments | 438
DCS 2 EI's (5kV) - Receive Owner Comments | 438
BOP Power Block EI's - Receive Owner Comments | 438
CTG-1B EI's - Receive Owner Comments | 438
DCS 2 EI's(STG) - Receive Owner Comments | 438
CTG-1C EI's - Receive Owner Comments | 438
DCS 3 EI's (Remaining) - Receive Owner Comments | 438
Insulation and Lagging - Issue Vendor for Owner Approval | 437
Insulation and Lagging - Prepare Spec / IFR | 437
Insulation and Lagging - Review Vendor Drawings / Return (ME) | 437
Insulation and Lagging - Vendor Submit Drawings (ME) | 437
Insulation and Lagging | 437
Insulation and Lagging - Negotiate / Award / IFC | 437
Insulation and Lagging - Technical Bid Analysis | 437
Insulation and Lagging -Receive Vendor Proposals | 437
Insulation and Lagging - Review / Revise / IFP / IFOR | 437
Insulation and Lagging - Owner Review | 437
Insulation and Lagging - Internal Review / Revise | 437
Warehouse Building | 436
Building | 436
Administrative/ Warehouse Building | 436
BUILDINGS | 436
Administration Building | 436
Construction | 436
CONSTRUCTION | 436
Switches - Internal Review / Revise | 435
T/C & T/W's - Owner Review | 435
T/C & T/W's -Internal Review / Revise | 435
Overall One Line -Internal Review | 435
Sample Panel - Internal Review / Revise | 435
3-lines - Internal Review | 435
Relay Wire Pull/Terminations/Testing of SSTs and SST Breakers | 434
$-Issue SST/GSU Relay Protection - Approved for Design | 434
Load Bank Testing (see transmission sch) | 434
Install Load Bank & Verify Protection on SSTs | 434
Main Pipe Rack Steel - Internal Review | 433
Pipe Bridge Steel | 433
Structural Steel / Pipe Supports / Racks / Platforms | 433
$-Start Main Pipe Rack Steel Installation | 433
Pipe Rack Steel | 433
$-Complete Main Pipe Rack Steel Installation | 433
Install HRSG Steam Side 1B Cable Tray / Conduit | 432
Install Steam Hot Reheat Cable Tray / Conduit | 432
Install HRSG Steam Side 1C Cable Tray / Conduit | 432
Install Steam Cold Reheat Cable Tray / Conduit | 432
Install Steam High Pressure Cable Tray / Conduit | 432
Install Steam Low Pressure Cable Tray / Conduit | 432
Install HRSG Steam Side 1A Cable Tray / Conduit | 432
Plant Lightning Protection | 431
Plant Lightning Protection Pre-Commission and Restoration Walk | 431
PLANT LIGHTNING PROTECTION | 431
Plant Lightning Protection Pre-Commissioning | 431
Plant Lightning Protection Complete Turnover Package | 431
Plant Lightning Protection System Turnover Walk with PGN | 431
TO PKG #47 PLANT LIGHTNING PROTECTION | 431
Plant Lightning Protection Construction Completion Walk | 431
Plant Lightning Protection Notification of Turnover Walk to PGN | 431
TO PKG #603 PLANT LIGHTNING PROTECTION | 431
Plant Lightning Protection Turnover System | 431
Fire Pumps - Technical Bid Analysis | 430
Aux Boiler - Technical Bid Analysis | 430
Boiler Feed Pumps - Technical Bid Analysis | 430
Fire Protection - Technical Bid Analysis | 430
Switches | 429
Turning In | 429
Available to Operation of Turning Device | 429
TIC | 428
PDC | 428
TIC - Re-Construction | 428
GST System AG P&ID - Owner Review | 427
GST System AG P&ID - Revise/IFC | 427
GST System AG P&ID - Design / Check / IFR / IFOR | 427
GST System AG P&ID - Rec Owner Comments | 427
GST System AG P&ID - Internal Review | 427
GST System AG P&ID - Revise / Check / RFR | 427
DCS 2 Interconnections (STG) | 426
DCS Interconnections | 426
STG Interconnections | 426
DCS 1 Interconnections | 426
DCS 2 Interconnections (5kV) | 426
DCS 3 Interconnections | 426
Gantry Crane - Vendor Proposal Duration / Receive Proposals | 425
HP/LP Piping - Vendor Proposal Duration / Receive Proposals | 425
Gen Service Pumps - Vendor Proposal Duration / Receive Proposals | 425
Alloy Piping - Vendor Proposal Duration / Receive Proposals | 425
Sump Pumps - Vendor Proposal Duration / Receive Proposals | 425
Structural Steel - Vendor Proposal Duration / Receive Proposals | 425
110 - DCS (to Support Backfeed) | 424
Backfeed | 424
DCS (to support backfeed) Power up engineering work station | 424
TO PKG #10 DCS (TO SUPPORT BACKFEED) | 424
Backfeed (power-up) | 424
TO PKG #110 DCS (TO SUPPORT BACKFEED) | 424
DCS (to support backfeed) | 424
DCS (to support backfeed) Pre-Commissioning | 424
Erect HRSG 1C Sample Panel [075] Shelter | 423
Install STG Elect Bldg Sample Panels in Encl [075] | 423
STG Electrical Building - Liner Panel | 423
STG Elect Bldg Panel Board | 423
Erect STG Elect Bldg Sample Panel [075] Shelter | 423
F/R/P Demin Water Tank "B" [032] Ring Wall | 422
F/R/P Demin Water Tank "A" [032] Ring Wall | 422
F/R/P Fuel Oil Storage Tank [042] Ring Wall [includes fuel oil storage PDC #tC83 (516)] | 422
315 - Instrument Air (Main Header & HRSGs) | 421
INSTRUMENT AIR (MAIN HEADER) | 421
TO PKG #315 INSTRUMENT AIR (MAIN HEADER) | 421
Instrument Air (Main Header) | 421
TO PKG #76 INSTRUMENT AIR (MAIN HEADER) | 421
Fab Piece 19, Sx20, 21 Intake Pipe | 420
Weld Piece 21 to 22 Intake Pipe | 420
Fab Pieces 22, 23, Sx24 | 420
Weld Piece Sx24 to 25 Intake Pipe | 420
$-Unit 1 - Pour HRSG Foundation [HRSG1A] | 419
HRSG Foundation | 419
HRSG Area Foundation - Internal Review | 419
HRSG Foundation - Internal Review | 419
$-Unit 2 - Pour HRSG Foundation [HRSG1B] | 419
$-Unit 3 - Pour HRSG Foundation [HRSG1C] | 419
HRSG Area Foundation | 419
Erect 5kV Swgr Bldg Handrail/Toeplate | 418
Erect 5kV Swgr Bldg Steel | 418
Touch-Up 5kV Swgr Bldg Steel | 418
Erect Admin/Ctrl/Whs/Shop [001,002,004,008] Bldg (NIGHT SHIFT) - Wall Steel | 418
Bolt-Up/Rattle 5kV Swgr Bldg Steel | 418
Erect 5kV Swgr Bldg Stairs | 418
Erect 5kV Swgr Bldg Grating | 418
T/C & T/W Spec MCR Vendor Fab/Deliver MCR | 417
UPS - Vendor Fab/Delivery | 417
CCWC - Vendor Fab/Delivery | 417
T/C & T/W's - Vendor Fab/Delivery | 417
CRH Balance - Vendor Fab/Delivery | 417
MV Switchgear - Review / Revise / IFP/IFOR | 416
T/C & T/W's - Review / Revise / IFP / IFOR | 416
Sample Panel - Review / Revise / IFP/IFOR | 416
Switches - Review Revise / IFP / IFOR | 416
Condenser - Review / Revise / IFP/ IFOR | 416
LV Switchgear - Review / Revise / IFP/IFOR | 416
Install CT 1-B Fuel Gas Cable Tray / Conduit | 415
Install CT-1B Fuel Oil System Cable Tray / Conduit | 415
Install Common Fuel Oil System Cable Tray / Conduit | 415
Install CT 1-C Fuel Gas Cable Tray / Conduit | 415
Install Fuel Oil Tank & System Cable Tray / Conduit | 415
Install Gas System Common Cable Tray / Conduit | 415
Install CT-1C Fuel Oil Cable Tray / Conduit | 415
Install CT 1-A Fuel Gas Cable Tray / Conduit | 415
Install CT-1A Fuel Oil System Cable Tray / Conduit | 415
$-Issue Erosion & Sedimentation Control Drawings - Issued for Permitting | 414
Engineering Milestone - ISSUE EROSION & SEDIMENT CONTROL PLAN | 414
Install Erosion Control Measure/Access and Dam Protection | 414
Erosion and Sedimentation Control Plans | 414
EROSION AND SEDIMENT CONTROL PLAN | 414
Install Fencing Around GSU 1A | 413
Install Fencing Around GSU 1C | 413
Install Fencing Around STG GSU | 413
Install Fencing Around GSU 1B | 413
TO PKG #505 AUX BOILER | 412
TO PKG #510 AUX BOILER GAS | 412
TO PKG #81 AUX BOILER GAS | 412
TO PKG #43 AUX BOILER & PIPING | 412
505 - AUX BOILER | 412
TO PKG #85 AUX BOILER CHEMICAL FEED | 412
TO PKG #620 AUX BOILER CHEMICAL FEED | 412
Sludge Thickener System- Review/ Revise / IFP/IFOR | 411
Sludge Thickener System - Vendor Submit Drawings (ST) | 411
Sludge Thickener System- Internal Review / Revise | 411
Sludge Thickener System- Receive Vendor Proposals | 411
Sludge Thickener System | 411
Sludge Thickener System - Issue Vendor for Owner Approval | 411
Sludge Thickener System - Technical Bid Analysis | 411
Sludge Thickener System- Owner Review | 411
Sludge Thickener System - Vendor Fab/Delivery | 411
Sludge Thickener System - Negotiate / Award / IFC | 411
Sludge Thickener System - Review Vendor Drawings / Return (IC) | 411
Sludge Thickener System - Review Vendor Drawings / Return (EL) | 411
Sludge Thickener System - Review Vendor Drawings / Return (ME) | 411
Sludge Thickener System - Review Vendor Drawings / Return (ST) | 411
Sludge Thickener System- Vendor Submit Drawings (ME) | 411
Sludge Thickener System - Vendor Submit Drawings (IC) | 411
Sludge Thickener System - Vendor Submit Drawings (EL) | 411
Sludge Thickener System - Prepare Spec / IFR | 411
Grout CTG 1A Turbine | 410
Grout CTG 1A Generator | 410
Grout CTG 1C Generator | 410
Grout CTG 1B Turbine | 410
Grout CTG 1B Generator | 410
Grout CTG 1C Turbine | 410
Uninterruptible Power Perform wiring/term checks | 409
Uninterruptible Power | 409
TO PKG #09 UNINTERRUPTIBLE POWER | 409
TO PKG #109 UNINTERRUPTIBLE POWER | 409
109 - Uninterruptible Power Supply | 409
Uninterruptible Power Perform loop checks | 409
Uninterruptible Power Power up inverter | 409
Fuel Gas Yard - Piedmont | 408
Piedmont Gas | 408
LEE COAL PLANT | 408
Piedmont Materials On Site | 408
Cntrl Narratives 2nd Submittal - Revise / Check / IFC | 407
Cntrl Narratives 3rd Submittal - Design / Check / IFR | 407
Cntrl Narratives 1st Submittal - Internal Review | 407
Cntrl Narratives 1st Submittal - Revise / Check / IFC | 407
Cntrl Narratives 1st Submittal -IFOA | 407
Cntrl Narratives 1st Submittal - Design / Check / IFR | 407
Cntrl Narratives 3rd Submittal - Internal Review | 407
Cntrl Narratives 2nd Submittal - IFOA | 407
Cntrl Narratives 2nd Submittal - Internal Review | 407
Cntrl Narratives 2nd Submittal - Design / Check / IFR | 407
Cntrl Narratives 3rd Submittal- Revise / Check / IFC | 407
Cntrl Narratives 3rd Submittal - IFOA | 407
Prepare Lead Wire | 406
Connect and Insulate Stator Lead Bars | 406
Install Aerial Points & Lead Covers | 406
TO PKG #626 SOLIDS DEWATERING / FILTER PRESS | 405
Terminate Solids Dewatering / Filter Press Cable | 405
SOLIDS DEWATERING / FILTER PRESS | 405
Solids Dewatering / Filter Press Wire/Term checks | 405
Solids Dewatering / Filter Press PDMA Motors | 405
Solids Dewatering / Filter Press Complete PS-1 Punchlist Items | 405
Solids Dewatering / Filter Press Complete Turnover Package | 405
Solids Dewatering / Filter Press Breaker checks | 405
Install Solids Dewatering / Filter Press Instruments | 405
Solids Dewatering / Filter Press Construction Completion Walk | 405
TO PKG #108 SOLIDS DEWATERING / FILTER PRESS | 405
Solids Dewatering / Filter Press Place system in service | 405
Solids Dewatering / Filter Press | 405
Solids Dewatering / Filter Press I&C calibration chckss | 405
Solids Dewatering / Filter Press Turnover System | 405
Pull Solids Dewatering / Filter Press Cable | 405
Install Solids Dewatering / Filter Press Cable Tray / Conduit | 405
Stage & Assemble STG Surface Condenser [051] | 404
Install STG Condenser Vacuum Pump Skid [055] | 404
Install STG Circ Water Vacuum Priming Skid [181] | 404
Hydro Test & STG Clean & Close Condenser | 404
Install STG Condensate Pumps [056] | 404
STG/Condenser Piling | 404
Lift Up Upper Casing (Outer and Inner) | 403
Assemble Packing Casing Upper Half (#1 & #3) | 403
Preparation and Installation of Inner and Outer Upper Casing | 403
Condenser - Owner Review | 402
Condenser Vendor Fab/Delivery | 402
Condenser - Issue Vendor for Owner Approval | 402
Condenser - Internal Review | 402
Condenser- Review Vendor Drawings (ST) | 402
Condenser - Vendor Submit Drawings (ST) | 402
Condenser - Receive Vendor Proposals | 402
Condenser - Vendor Submit Drawings (ME) | 402
Condenser - Review Vendor Drawings (ME) | 402
FUEL OIL AREA | 401
Install Fuel Oil and Fuel Gas Lines | 401
Fuel Oil Tank Area | 401
Install Fuel Oil Foam House [191] | 401
Install Fuel Oil Electrical [192] Enclosure | 401
Install Leak Detection System for Fuel Oil Tank | 401
Install Fuel Oil Area Grounding Grid | 401
Install Underground Fuel Oil Area Pipe (FP/FO/SW) | 401
Field Paint Fuel Oil Tank | 401
Hydrotest Fuel Oil Tank | 401
Step up Transformer & IPB STG Turnover System | 400
STEP UP TRANSFORMER & IPB STG | 400
TO PKG #57 STEP UP TRANSFORMER & IPB STG | 400
Step up Transformer & IPB STG Complete Turnover Package | 400
Step up Transformer & IPB STG Pre-Commission and Restoration Walk | 400
Step up Transformer & IPB STG Pre-Commissioning | 400
TO PKG #613 STEP UP TRANSFORMER & IPB STG | 400
Step up Transformer & IPB STG Construction Completion Walk | 400
Step up Transformer & IPB STG | 400
Erection Start | 399
Preparation for Erection | 399
Erection Finish | 399
Building Erection | 399
F/R/P Potable Water Recirc / Tempering Skid [525] | 398
Install C/L 1C Cycle Chemical Feed Equip Skid [143] | 398
RO Pump Skid | 398
Instrument Loop Drawings | 397
Instrument Loop Drawings - Revise / IFC | 397
Piling Drawings | 397
Dig Trench | 396
CIVIL/EARTHWORK (Includes: Clear, Grade, Mass Excavation, Piling, Mass Fill & Sump Pits) | 396
Foundations / Pits / Basins | 396
$-Finalize & Issue Subsurface Investigation Report | 396
Drilled Piers | 396
Plant Communications - Vendor Submit Drawings (EL) | 395
Plant Communications - Receive Vendor Proposals | 395
Plant Communications - Internal Review / Revise | 395
Plant Communications | 395
Plant Communications - Owner Review | 395
PLANT COMMUNICATIONS | 395
Plant Communications - Review Vendor Drawings / Return (EL) | 395
Plant Communications - Vendor Fab/Delivery | 395
Install Plant Communications | 395
RO Tie-in to Existing Line | 394
Tie In Plant Drain Laterals | 394
Tie-In | 394
Excavate / Backfill to tie-ins to existing Plant Lines | 394
Steam Turbine Area | 393
Hydraulic Oil-Steam Turbine | 393
Lube Oil - Steam Turbine | 393
Miscellaneous Steam Turbine Piping | 393
Miscellaneous Combustion Turbine Piping | 393
Steam Turbine | 393
Prep on Generator on Base (Terminal Box, BCT, HVB, Terminal Enclosure on Mezz Floor) | 392
Generator Step-Up and Unit Auxiliary Transformers | 392
Generator | 392
Generator On Base | 392
Preparation for Alignment of Generator | 392
Generator Leakage Test | 392
Generator Step-Up Transformers | 392
Fill Generator with Hydrogen | 392
Transload and delivery of Generator to site | 392
I/O Count | 391
I/O List -Rev 0 / IFC (80% complete) | 391
I/O List Rev 2 (98% complete) | 391
I/O List - IFOA | 391
I/O List Rev 1 (95% complete) | 391
I/O List - Internal Review | 391
I/O List- Design / Check / IFR | 391
I/O List | 391
A/G Circ Wtr Piping -Receive Vendor Proposals | 390
A/G Circ Wtr Piping - Vendor Fab/Delivery | 390
Piping Specialties - Vendor Fab/Delivery | 390
U/G Circ Wtr Piping -Receive Vendor Proposals | 390
UG Piping - Vendor Fab/Delivery | 390
U/G Circ Wtr Piping - Vendor Fab/Delivery | 390
Piping Specialties - Receive Vendor Proposals | 390
FG Ball Valves - Receive Vendor Proposals | 389
FG Ball Valves - Internal Review of Spec | 389
FG Ball Valves - Owner Review | 389
FG Ball Valves - Vendor Fab/Deliver | 389
FG Ball Valves - Technical Bid Analysis | 389
FG Ball Valves - Negotiate / Award | 389
FG Ball Valves - Vendor Submit Drawings (ME) | 389
FG Ball Valves - Review Vendor Drawings (ME) | 389
FG Ball Valves - Issue Vendor for Owner Approval | 389
Fuel Gas Ball Valves | 389
Install HRSG C Ammonia Injection Cable Tray / Conduit | 388
Pull HRSG C Ammonia Injection Cable | 388
Install HRSG B Ammonia Injection Cable Tray / Conduit | 388
Pull HRSG B Ammonia Injection Cable | 388
Terminate HRSG B Ammonia Injection Cable | 388
Pull HRSG A Ammonia Injection Cable | 388
Terminate HRSG A Ammonia Injection Cable | 388
Terminate HRSG C Ammonia Injection Cable | 388
Install HRSG A Ammonia Injection Cable Tray / Conduit | 388
Tube Bundles - Review / Revise / IFP / IFOR | 387
Tube Bundles - Internal Review / Revise | 387
Tube Bundles - Issue Vendor for Owner Approval | 387
Tube Bundles | 387
Tube Bundles - Negotiate / Award / IFC | 387
Tube Bundles - Vendor Fab/Delivery | 387
Tube Bundles - Receive Vendor Proposals | 387
Tube Bundles - Technical Bid Analysis | 387
Tube Bundles - Prepare Spec / IFR | 387
Tube Bundles - Owner Review | 387
Water Balance - IFOA | 386
Water Balance - Final | 386
$-Issue Final Water Balances - Approved for Design | 386
Heat Balance - IFOA | 386
CEMS 1A (Bypass Stack) Pre-Commission and Restoration Walk | 385
CEMS 1B (Bypass Stack) Pre-Commission and Restoration Walk | 385
CEMS 1A (Bypass Stack) Construction Completion Walk | 385
CEMS 1B (Bypass Stack) Construction Completion Walk | 385
CEMS 1C (bypass stack) Pre-Commission and Restoration Walk | 385
CEMS 1C (bypass stack) Construction Completion Walk | 385
Cable Tray - Revise / IFC | 384
Engineering Milestone - CABLE TRAY IFC | 384
CTG 1C Cable Tray | 384
CTG 1A Cable Tray | 384
Cable Tray | 384
B/E/A Cable Tray | 384
Cable Tray - Internal Review | 384
CTG 1B Cable Tray | 384
Cable Tray - Design / IFR | 384
Relay Coordination Study - Revise / Check / IFC | 383
Relay and Metering Panel Arrangements | 383
Relay Coordination Study - Design / Check / IFR/IFOA | 383
TO PKG #405 STEAM LOW PRESS | 382
TO PKG #33 STEAM LOW PRESS | 382
403 - STEAM HIGH PRESS | 382
TO PKG #31 STEAM HIGH PRESS | 382
TO PKG #403 STEAM HIGH PRESS | 382
Steam High Press | 382
STEAM HIGH PRESS | 382
Steam Low Press | 382
405 - STEAM LOW PRESS | 382
STEAM LOW PRESS | 382
Low Pressure Steam | 382
High Pressure Steam | 382
F/R/P HRSG 1A Glycol Drain Tank Top Slab | 381
F/R/P HRSG 1B HP Blow Off Tank [180] Foundation | 381
F/R/P HRSG 1C RH Blow Down Tank [157] Foundation | 381
F/R/P HRSG 1C Blow Down Tank Sump [158] | 381
F/R/P HRSG 1C HP Blow Off Tank [180] Foundation | 381
F/R/P HRSG 1B Glycol Contain Tank [193] Fdn | 381
F/R/P HRSG 1C Glycol Tank Top Slap | 381
F/R/P HRSG 1A RH Blow Off Tank [180] Foundation | 381
F/R/P HRSG 1B Blow Down Tank Sump [158] | 381
F/R/P HRSG 1A Blow Down Tank Sump [158] Fdn | 381
F/R/P HRSG 1A Blow Down Tank [157] Foundation | 381
F/R/P HRSG 1B RH Blow Down Tank [157] Foundation | 381
HRSG 1B Excavate / Backfill | 380
CTG 1A Excavation / Backfill | 380
HRSG 1C Excavate / Backfill | 380
CTG 1C Excavate / Backfill | 380
HRSG 1A Excavation / Backfill | 380
CTG 1B Excavate / Backfill | 380
Issue Plot Plan -IFOA | 379
$-Issue General Arrangement Drawing - IFC (Power Block) | 379
Equipment Arrangement Plot Plan | 379
Issue Plot Plan - Prelim/IFR | 379
$-Issue Plot Plan Approved for Design (Power Block) | 379
Finish Steam Blows (Common) | 378
Start Steam Blow Restoration (2 Week Outage) | 378
Start Steam Blows (Common) | 378
Steam Blows | 378
Finish Steam Blow Restoration (2 Week Outage) | 378
Steam Blows Restoration | 378
Terminate Demin #2 (@ STG Area) Cable | 377
Pull STG LO System Cable | 377
Pull Instrument Air (STG) Cable | 377
Pull CCW #2 (@ STG Area) Cable | 377
Terminate CCW #2 (@ STG Area) Cable | 377
Pull Demin #2 (@ STG Area) Cable | 377
Terminate Instrument Air (STG) Cable | 377
Terminate STG LO System Cable | 377
FINAL SITE IMPROVEMENTS | 376
Site Clearing | 376
Mobilize to Site | 376
Site Security | 376
$-Issue Site Plan Approved for Design | 376
$-Start Site Mobilization | 376
Site Plan | 376
Site & Canopy | 376
Site Bollards | 376
Gantry Crane - Review & Respond to Owner Comments / Revise / IFP / IFOR | 375
Condenser/STG/Gantry Crane Piling - Owner Approval | 375
Condenser/STG/Gantry Crane Piling - Design / IFR / IFOA | 375
Gantry Crane - Prepare Spec / IFR | 375
Condenser/STG/Gantry Crane Piling - Internal Review | 375
Condenser/STG/Gantry Crane Piling - Revise / IFC | 375
Gantry Crane Foundation - Design / IFR / IFOA | 375
Gantry Crane Foundation - Revise / IFC | 375
Fuel Oil Corridor Steel - Design / IFR / IFOA | 374
Fuel Gas Area Foundation - Design / IFR / IFOA | 374
Engineering Milestone - FUEL OIL TANK FOUNDATION IFC | 374
Fuel Gas Area Steel - Design / IFR / IFOA | 374
Fuel Oil Area Steel - Revise / IFC | 374
Fuel Gas Area Steel - Revise / IFC | 374
Fuel Gas Area Foundation - Revise / IFC | 374
Fuel Oil Area Foundation - Revise / IFC | 374
Fuel Oil Area Foundation - Design / IFR / IFOA | 374
Install HRSG 1C Boiler Restoration | 373
Install HRSG 1A Boiler Feedwater Pumps [153] | 373
HRSG 1A Boiler Hydro | 373
HRSG 1A Boiler Restoration | 373
Install HRSG 1A Boiler Blowdown Piping to Tank | 373
Install HRSG 1C Boiler Feedwater Pumps [153] | 373
HRSG 1B Boiler Restoration | 373
Install HRSG 1B Boiler Feedwater Pumps [153] | 373
Install HRSG 1B Boiler Blowdown Piping to Tank | 373
Install HRSG 1C Boiler Blowdown Piping to Tank | 373
STG Rack Foundation | 372
Main Rack Foundation / STG CCW | 372
Grout STG Pipe Rack & STG Access Steel | 372
STG Rack Steel - Fab / Delivery | 372
STG Rack Steel - Internal Review | 372
STG Rack Steel | 372
Sludge Blowdown Pump Foundation | 371
Sludge Thickener Foundation | 371
Demineralized Water Tank Foundation | 371
Demin/Oil Water Sep Foundation | 371
Gravity Thicker Tank Foundation | 371
Install Intake Structure Aux Circulating Water Pump [017] | 370
Install Intake Structure Circulating Water Pumps [016] | 370
Install Intake Structure Pump Encl Fire Prot A/G Pipe [572] | 370
Install Intake Structure Circ Water Elect Enclosure [007] | 370
Install Intake Structure Firewater Pump Enclosure [006] | 370
Install Intake Structure Fire Pumps & Equip In Enclosure [006] | 370
RO Water Supply Construction Completion Walk | 369
Potable Water Construction Completion Walk | 369
RO Water Supply Pre-Commission and Restoration Walk | 369
Chilled Water Construction Completion Walk | 369
Filtered Water Pre-Commission and Restoration Walk | 369
Circ Water Construction Completion Walk | 369
Potable Water Pre-Commission and Restoration Walk | 369
Circ Water Pre-Commission and Restoration Walk | 369
Filtered Water Construction Completion Walk | 369
Structural Steel Turnover System | 368
FO Tank System Complete Turnover Package | 368
Sample System Turnover System | 368
System Turnover Fragnet Schedules | 368
Grounding Complete Turnover Package | 368
Sample System Complete Turnover Package | 368
Grounding Turnover System | 368
Gas System Turnover System | 368
Foundations Turnover System | 368
Gas System Complete Turnover Package | 368
FO Tank System Turnover System | 368
SYSTEM TURNOVER | 368
Piling Turnover System | 368
Civil Turnover System | 368
Condensate Pump Access/Plants Drains/Sume Framing | 367
Condensate Pump Pit Access/Plants Drains/ Sump Framing Steel - Design / IFR / IFOA | 367
Condensate Pump Pit Access/Plants Drains/ Sump Framing Steel - Receive Owner Comments | 367
Condensate Pump Pit Access/Plants Drains/ Sump Framing Steel - Internal Review | 367
Condensate Pump Pit Access/Plants Drains/ Sump Framing Steel - Revise / IFC | 367
Install CTG 1A Turbine Enclosure Roof | 366
Erect & Install CTG 1A Turbine Enclosure walls | 366
Erect & Install CTG 1C Turbine Enclosure | 366
Erect and Install CTG 1C Turbine Enclosure Walls | 366
Install CTG 1C Turbine Enclosure Roof | 366
Erect & Install CTG 1B Turbine Enclosure Roof | 366
Erect & Install CTG 1B Turbine Enclosure Walls | 366
Erect & Install CTG 1B Turbine Enclosure | 366
DWS System LB Isometric - Route / Check / IFR | 365
INA System LB Isometric - Route / Check / IFR | 365
FGS System LB Isometric -Route / Check / IFR | 365
SDR System LB Isometric - Route / Check / IFR | 365
CND System LB Isometric - Route / Check / IFR | 365
STP System LB Isometric - Route / Check / IFR | 365
LOS System LB Isometric -Route / Check / IFR | 365
SWS System LB Isometric - Route / Check / IFR | 365
CWS System UG Isometric - Route / Check / IFR | 365
FPS System LB Isometric -Route / Check / IFR | 365
FOL System LB Isometric - Route / Check / IFR | 365
WDR System LB Isometric - Route / Check / IFR | 365
CCW System LB Isometric - Route / Check / IFR | 365
CWS System LB Isometric - Route / Check / IFR | 365
BDN System LB Isometric - Route/Check / IFR | 365
ARM System LB Isometric - Route / Check / IFR | 365
Cast-In-Place-Concrete - Revise / IFC | 364
Cast-In-Place Concrete | 364
Cast-In-Place-Concrete - Owner Review | 364
Cast-In-Place-Concrete - Design / IFR / IFOR | 364
Cast-In-Place-Concrete - Internal Review | 364
Install HRSG 1C Ammonia Flow Control Skid | 363
Install HRSG 1A Ammonia Flow Control Skid | 363
Install HRSG 1A Ammonia A/G Pipe | 363
Install HRSG 1C Ammonia A/G Pipe | 363
Install HRSG 1B Ammonia Flow Control Skid | 363
Install HRSG 1B Ammonia A/G Pipe | 363
HRSG Flue Gas Side 3 Inspect Flue Gas path inside HRSG | 362
HRSG Flue Gas Side 1 Loop verifications | 362
HRSG Flue Gas Side 3 I&C calibirations checks | 362
HRSG Flue Gas Side 1 I&C calibirations checks | 362
HRSG Flue Gas Side 1 Inspect Flue Gas path inside HRSG | 362
HRSG Flue Gas Side 2 Inspect Flue Gas path inside HRSG | 362
HRSG Flue Gas Side 2 Loop verfications | 362
HRSG Flue Gas Side 3 Loop verfications | 362
HRSG Flue Gas Side 2 I&C calibirations checks | 362
3-lines - Revise / IFC | 361
Overall One Line - Design / Check / IFR | 361
3-lines - Design / IFR | 361
Overall One Line - Revise / Check / IFC | 361
CEMS 1A (Bypass Stack) OEM equipment checks | 360
CEMS 1C (Bypass Stack) OEM Equipment Checks | 360
CEMS 1B (Bypass Stack) OEM equipment checks | 360
Instrument Air OEM checks | 360
Terminate Boiler Feed Water 1C Cable | 359
Pull Boiler Feed Water 1B Cable | 359
Terminate Boiler Feed Water 1B Cable | 359
Pull Boiler Feed Water 1C Cable | 359
Terminate Boiler Feed Water 1A Cable | 359
Pull Boiler Feed Water 1A Cable | 359
HRSG 1-A Blowdown Pre-Commission and Restoration Walk | 358
HRSG 1-A Blowdown Construction Completion Walk | 358
HRSG 1-B Blowdown Pre-Commission and Restoration Walk | 358
HRSG 1-B Blowdown Construction Completion Walk | 358
HRSG 1-C Blowdown Pre-Commission and Restoration Walk | 358
HRSG 1-C Blowdown Construction Completion Walk | 358
Circ Water Breaker checks | 357
Condensate System Breaker Checks | 357
Assemble & Test SS Breakers | 357
Assemble & Test GSU Breakers (4) | 357
Perform Breaker Checks | 357
Install STG Fire Protection Valve House [076] | 356
F/R/P STG Fire Protection Valve House [076] Foundation | 356
STG Setting Valve House - Mech | 356
5kV Setting Valve House - Mech | 356
Equipment List | 355
SIEMENS EQUIPMENT | 355
Issue Equipment List - Final | 355
CT Other Major Equipment | 355
Equipment Set | 355
Issue Equipment List - Preliminary | 355
Strip Edge Forms | 354
Set Perimeter Forms | 354
Pressure Safety Valves - Review / Revise / IFP/IFOR | 353
Pressure Safety Valves - Prepare Spec / IFR | 353
LP LB Valves - Review/ Revise / IFP/ IFOR | 353
FG Ball Valves - Review/ Revise / IFP/ IFOR | 353
FG Ball Valves - Prepare Spec / IFR | 353
HP SB Valves - Review/ Revise / IFP/ IFOR | 353
HP SB Valves - Prepare Spec / IFR | 353
HP LB Valves - Review/ Revise / IFP/ IFOR | 353
HP LB Valves - Prepare Spec / IFR | 353
LP LB Valves - Prepare Spec / IFR | 353
Cntrl Valves - Review / Revise / IFP/IFOR | 353
LP SB Valves - Review/ Revise / IFP/ IFOR | 353
LP SB Valves - Prepare Spec / IFR | 353
Cntrl Valves - Prepare Spec / IFR | 353
Instrument Air (STG) Turnover System | 352
Instrument Air (Condenser) Turnover System | 352
Instrument Air (Main Header) Turnover System | 352
Instrument Air Complete Turnover Package | 352
Instrument Air (Main Header) Complete Turnover Package | 352
Instrument Air (STG) Complete Turnover Package | 352
Instrument Air Turnover System | 352
Instrument Air System Turnover System | 352
Instrument Air System Complete Turnover Package | 352
Instrument Air (Condenser) Complete Turnover Package | 352
Submit 5KV Building Vendor Drawings to KPE for Approval | 351
Submit 5KV Building Drawings to Vendor For Detailing | 351
Submit STG Electrical Building Vendor Drawings to KPE for Approval | 351
Submit CTG Rebar Vendor Drawings to KPE for Approval | 351
Submit WSAC Rebar Vendor Drawings to KPE for Approval | 351
Submit STG Pedestal Rebar Vendor Drawings to KPE for Approval | 351
Submit HRSG Rebar Vendor Drawings to KPE for Approval | 351
Submit STG Base Mat Rebar Vendor Drawings to KPE for Approval | 351
Submit STG Gantry Crane Rebar Vendor Drawings to KPE for Approval | 351
CTG 1C Wire Mechanical Pkg | 350
CTG 1C Terms Mechanical Pkg | 350
CTG 1B Terms Mechanical Pkg | 350
CTG 1A Terms Mechanical Pkg | 350
CTG 1A Wire Mechanical Pkg | 350
CTG 1B Wire Mechanical Pkg | 350
Expansion Joints - Prepare Spec / IFR | 349
Expansion Joints - Internal Review / Revise | 349
Expansion Joints - Review / Revise / IFP/IFOR | 349
Expansion Joints - Receive Vendor Proposals | 349
Expansion Joints - Technical Bid Analysis | 349
Expansion Joints - Negotiate / Award / IFC | 349
Expansion Joints - Vendor Submit Drawings (ME) | 349
Expansion Joints - Review Vendor Drawings / Return (ME) | 349
Expansion Joints - Vendor Fab/Delivery | 349
Expansion Joints | 349
Expansion Joints - Owner Review | 349
Aux Boiler & Piping Construction Completion Walk | 348
Aux Steam Piping Pre-Commission and Restoration Walk | 348
Aux Boiler Gas Construction Completion Walk | 348
Aux Boiler Gas Pre-Commission and Restoration Walk | 348
Aux Boiler Blowdown Construction Completion Walk | 348
Aux Boiler Blowdown Pre-Commission and Restoration Walk | 348
Aux Boiler & Piping Pre-Commission and Restoration Walk | 348
Aux Steam Piping Construction Completion Walk | 348
TO PKG #71 STG HYDROGEN COOLING SYSTEM | 347
STG Hydrogen Cooling System Construction Completion Walk | 347
STG Hydrogen Cooling System | 347
STG Hydrogen Cooling System Pre-Commissioning | 347
STG Hydrogen Cooling System Complete Turnover Package | 347
STG Hydrogen Cooling System Turnover System | 347
STG Hydrogen Cooling System System Turnover Walk with PGN | 347
STG Hydrogen Cooling Prep for air test | 347
STG Hydrogen Cooling Perform air test | 347
STG Hydrogen Cooling System Pre-Commission and Restoration Walk | 347
STG Hydrogen Cooling Establish hydrogen environment | 347
TO PKG #710 STG HYDROGEN COOLING SYSTEM | 347
STG Hydrogen Cooling I&C calibrations | 347
Install STG Hydrogen Cooling System Tubing | 347
Terminate STG Hydrogen Cooling System Cable | 347
Pull STG Hydrogen Cooling System Cable | 347
Install STG Hydrogen Cooling System Cable Tray / Conduit | 347
Install STG Hydrogen Cooling System Instruments | 347
STG HYDROGEN COOLING SYSTEM | 347
Assemble Hydrogen Gas Coolers | 347
STG Hydrogen Cooling System Notification of Turnover Walk to PGN | 347
LPS System LB - Isometric Back Check | 346
CRH System LB - Isometric Back Check | 346
BFW System LB - Isometric Back Check | 346
STP System LB Isometric - Internal Review | 346
STP System HSB Isometric - Internal Review | 346
STP System LB - Isometric Back Check | 346
HPS System LB - Isometric Back Check | 346
STP System LB Isometric - Revise / Check / IFC | 346
HRH System LB - Isometric Back Check | 346
Install HRSG 1A TE Element Supports | 345
Install HRSG 1C TE Element Supports | 345
Install HRSG 1A Catalyst | 345
Install HRSG 1B TE Element Supports | 345
Set HRSG 1C Catalyst | 345
Set HRSG 1B Catalyst | 345
Install HRSG 1C Catalyst Frame Work | 345
Install HRSG 1B Catalyst Frame Work | 345
Install HRSG 1A Catalyst Frame Work | 345
High Voltage Test 5kV relays | 344
High Voltage Complete ground grid testing for BF | 344
High Voltage Wiring checks on 5 kV SG | 344
Medium Voltage Wiring checks on 480V breaker | 344
High Voltage Function test 5 kV breakers | 344
Low Voltage Wiring checks on 120/208/240V breaker | 344
Boiler Feed Water 2 Pre-Commission and Restoration Walk | 343
Boiler Feed Water 1 Construction Completion Walk | 343
Boiler Feed Water 1 Pre-Commission and Restoration Walk | 343
Boiler Feed Water 3 Construction Completion Walk | 343
Boiler Feed Water 3 Pre-Commission and Restoration Walk | 343
Boiler Feed Water 2 Construction Completion Walk | 343
FAT Complete | 342
Remaining | 342
Mechanically Complete | 342
Place & Finish | 342
Complete Tabletop | 342
Grout CTG 1A Misc Baseplates | 341
Grout HRSG 1A Base Plates | 341
Grout HRSG 1B Columns/Posts | 341
Grout CTG 1B Misc Baseplates | 341
Grout CTG 1C Misc Baseplates | 341
Install BOP Misc. CT Drain Piping [311] - LB | 340
Install Misc. BOP Pumps / Skids / Grout / Support | 340
Install BOP Misc. CT Drain Piping [311] - SB (NIGHT SHIFT) | 340
Misc. CT Drain Piping (311) - EPC Supplied | 340
Install BOP Waste Water Drains Pipe [526] | 340
Install BOP Blowdown Traps and Drains Pipe [218] LB | 340
Install BOP Blowdown Traps and Drains Pipe [218] SB | 340
Install BOP Plant Drains Pipe [521] | 340
Main Rack Common 1B | 339
Main Rack Common 1C | 339
Main Rack Common 1A | 339
COMMON 1C | 339
COMMON 1A | 339
COMMON 1B | 339
STG LO System Pre-Commission and Restoration Walk | 338
Sample System Construction Completion Walk | 338
DCS (to support backfeed) Pre-Commission and Restoration Walk | 338
DEMIN #2 (@ STG AREA) Pre-Commission and Restoration Walk | 338
Sample System Pre-Commission and Restoration Walk | 338
CCW #2 (@ STG AREA) Pre-Commission and Restoration Walk | 338
DCS (to support backfeed) Construction Completion Walk | 338
Cure Intake Deck 1 | 337
Cure Intake Deck 2 | 337
Cure Discharge Deck 1 | 337
Cure Discharge Deck 2 | 337
Non-Engineered Pipe Supports - Vendor Fab/Delivery | 336
Non-Engineered Pipe Supports - Internal Review / Revise | 336
Non-Engineered Pipe Supports | 336
SB Engineered Pipe Support List - Final | 336
Engineered Pipe Supports - Vendor Fab/Delivery Group 2 - Hot SB Supports | 336
Engineered Pipe Supports | 336
Engineered Pipe Supports - Technical Bid Analysis | 336
Engineered Pipe Supports - Internal Review / Revise | 336
Engineered Pipe Supports - Issue Vendor for Owner Approval | 336
Non-Engineered Pipe Supports -Owner Review | 336
LB Engineered Pipe Support List - Final | 336
Non-Engineered Pipe Supports - Issue Vendor for Owner Approval | 336
LB Non-Engineered Pipe Support List - Final | 336
Engineered Pipe Supports - Owner Review | 336
Engineered Pipe Supports - Vendor Fab/Delivery Group 1 - Hot LB Supports | 336
Engineered Pipe Supports - Review Vendor Drawings / Return (ME) | 336
Engineered Pipe Supports - Vendor Submit Drawings (ME) | 336
Engineered Pipe Supports - Receive Vendor Proposals | 336
309 - HRSG Steam Side 1C | 335
HRSG STEAM SIDE 1B | 335
HRSG STEAM SIDE 1C | 335
302 - HRSG Steam Side 1A | 335
HRSG Steam Side 1 | 335
HRSG STEAM SIDE 1A | 335
HRSG Steam Side 2 | 335
305 - HRSG Steam Side 1B | 335
HRSG Steam Side 3 | 335
Install CTG 1C Hydraulic Control Skid [179] | 334
Install CTG 1A Water Injection Skid [134] | 334
Install CTG 1A Compressor Wash Skid [135] | 334
Install CTG 1A Hydraulic Control Skid [179] | 334
Install CTG 1C Compressor Wash Skid [135] | 334
Install CTG 1C Water Injection Skid [134] | 334
Install CTG 1B Water Injection Skid [134] | 334
Install CTG 1B Hydraulic Control Skid [179] | 334
Install CTG 1B Compressor Wash Skid [135] | 334
Install South Road / Transmission Area Fencing | 333
Install Fencing Around SSTs | 333
Install East Road Fencing | 333
Install Fence around Station Service Area | 333
Install North Road Site Fence Grounding | 333
Install West Road Fencing | 333
Install Fence around Switchyard Area | 333
Install S Road Fencing and Grounding | 333
Install North Road Fencing | 333
Inlet Chilled Water (377) | 332
Chilled Water Future | 332
Chilled Water | 332
CHILLED WATER | 332
Chilled Water Turnover System | 332
Chilled Water Complete Turnover Package | 332
Oil Flushing Restoration | 331
Oil Flushing Completion | 331
Common Fuel Oil Install flush jumpers | 331
Oil Flushing Restoration (Seal Casing, Bearing Metal, Oil Deflector) | 331
Start Phase 4 Oil Flush | 331
Preparation for Oil Flush *Temporary Pipe / Jumper) | 331
Preparation for Oil Flushing (Lube and Seal) | 331
Lube Oil Perform oil flush | 331
Lube Oil Flushing and Certificate | 331
LV Switchgear - Internal Review / Revise | 330
LV Switchgear - Vendor Submit Drawings (ST) | 330
LV Switchgear - Vendor Submit Drawings (EL) | 330
LV Switchgear - Review Vendor Drawings / Return (ST) | 330
LV Switchgear - Review Vendor Drawings / Return (EL) | 330
LV Switchgear | 330
LV Switchgear - Owner Review | 330
DCS 2 EI's (STG) - Revise / IFC | 329
STG EI's - Revise / IFC | 329
CTG-1B EI's - Revise / IFC | 329
CTG-1A EI's - Revise / IFC | 329
DCS 2 EI's (5kV) - Revise / IFC | 329
CTG-1C EI's - Revise / IFC | 329
DCS 3 EI's (Remaining) - Revise / IFC | 329
Install Steam Low Pressure Tubing | 328
Install HRSG Steam Side 1A Tubing | 328
Install Steam Cold Reheat Tubing | 328
Install Steam Hot Reheat Tubing | 328
Install HRSG Steam Side 1B Tubing | 328
Install HRSG Steam Side 1C Tubing | 328
Install Steam High Pressure Tubing | 328
Instrument Air CT-1A Construction Completion Walk | 327
Instrument Air CT-1B Construction Completion Walk | 327
Instrument Air CT-1C Construction Completion Walk | 327
Instrument Air (STG) Construction Completion Walk | 327
Instrument Air System Construction Completion Walk | 327
Instrument Air (Main Header) Construction Completion Walk | 327
Instrument Air Construction Completion Walk | 327
Instrument Air (Condenser) Construction Completion Walk | 327
F/R/P STG Electrical Building [071] Foundation | 326
F/R/P 5kV Switchgear Building [131] Foundation | 326
F/R/P 5kV Switchgear Building Floor | 326
F/R/P STG Base Mat [050] | 326
F/R/P Trans Area S/Yard Elect Enclosure [810] Foundations | 326
F/R/P STG Excitation Unit Equipment [061] Foundation | 326
F/R/P STG Excitation Transformer [062] Foundation | 326
F/R/P STG Electrical Building Floor | 326
F/R/P STG Pedestal [050] (NIGHT SHIFT) | 326
TO PKG #614 STG LO SYSTEM | 325
TO PKG #58 STG LO SYSTEM | 325
STG LO SYSTEM | 325
STG LO System | 325
Build Fuel Gas Metering & Regulating Station [138] | 324
Gas Tank Storage Area Fndn | 324
Intake and Tank Farm Area | 324
Gas on Site at Boundry | 324
Purge Gas Line and Gas Yard | 324
Install Gas Yard | 324
Ammonia Piping (255) | 323
Install BOP Ammonia [255] A/G Pipe | 323
Aqueous Ammonia | 323
Paint Ammonia Area Pipe & Equip | 323
Install Ammonia Area Grounding Grid | 323
Install Ammonia Area WW Collection Sump Pumps [046] | 323
AMMONIA SYSTEM | 323
AMMONIA AREA | 323
Install Aqueous Ammonia Equip [164/165/166] | 323
$-Issue all P&IDs for Owner Review | 322
$-Issue P&IDs - IFC (All) | 322
Release UG P&ID Holds | 322
P&IDs | 322
Chipping Work for Sole Plates | 321
Setting and Adjusting Sole Plates | 321
Install Form Plates | 321
Setting Foot Plates | 321
Terminate Heat Tracing Branch Circuit Wiring | 320
Install Heat Tracing Branch Circuit Raceways | 320
Pull Heat Tracing Branch Circuit Wiring | 320
Install Heat Trace Cable on Pipe | 320
Install BOP Air Removal System Pipe [452] SB | 319
Install BOP Fuel Gas A/G Pipe [561] SB | 319
Install BOP Air Removal System Pipe [452] LB | 319
Install BOP Vacuum Priming System Pipe [462] SB | 319
Install BOP Fuel Gas A/G Pipe [561] LB | 319
Install BOP Vacuum Priming System Pipe [462] LB | 319
Install BOP Compressed Gas H2 & CO2 Piping [547] SB | 319
Install BOP INA [543] A/G Pipe - To Support Air Compressors T/O | 319
Install BOP Compressed Gas H2 & CO2 Piping [547] LB | 319
Install BOP Compressed Gas Nitrogen Piping [546] | 319
Install BOP Fuel Oil Pipe [562] | 319
Issue LNTP for HRSG Stack Subcontractor | 318
Review HRSG Stack Subcontractor Bids | 318
Issue RFQ for HRSG Stack Subcontractor | 318
Prepare HRSG Stack Subcontractor RFQ | 318
TO PKG #712 HRSG B AMMONIA INJECTION | 317
HRSG A Ammonia Injection Pre-Commissioning | 317
HRSG A Ammonia Injection | 317
TO PKG #711 HRSG A AMMONIA INJECTION | 317
HRSG B Ammonia Injection Pre-Commissioning | 317
HRSG B Ammonia Injection | 317
HRSG - A AMMONIA INJECTION | 317
HRSG - C AMMONIA INJECTION | 317
HRSG C Ammonia Injection Pre-Commissioning | 317
Install HRSG B Ammonia Injection Instruments | 317
HRSG C Ammonia Injection | 317
TO PKG #713 HRSG C AMMONIA INJECTION | 317
Install HRSG C Ammonia Injection Instruments | 317
Install HRSG A Ammonia Injection Instruments | 317
HRSG - B AMMONIA INJECTION | 317
Assemble/Oil Fill/Test GSUs | 316
Instrument Air Fill with oil | 316
Hydraulic Oil System | 316
Lube Oil Fill oil reservoir | 316
Fill & Test System | 316
Circ Water Intitial fill system | 316
STG LO System Fill oil reservoir | 316
HP LB Valves - Technical Bid Analysis | 315
HP/LP Piping - Negotiate / Award / IFC | 315
$-Award HP Large Bore Valve Contract | 315
LP SB Valves - Technical Bid Analysis | 315
LP SB Valves - Negotiate / Award | 315
LP LB Valves - Negotiate / Award | 315
HP LB Valves - Negotiate / Award / IFC | 315
HP SB Valves - Technical Bid Analysis | 315
LP LB Valves - Technical Bid Analysis | 315
HP SB Valves - Negotiate / Award | 315
F/R/P STG Iso Phase Bus Duct [128] Foundations | 314
Isolated Phase Bus Duct | 314
F/R/P CTG 1B Iso Phase Bus Duct [128] Foundations | 314
F/R/P CTG 1C Iso Phase Bus Duct [128] Foundations | 314
F/R/P Non Seg Bus Duct Foundation | 314
Isolated Phase Bus Duct Foundation | 314
F/R/P CTG 1A Iso Phase Bus Duct [128] Foundations | 314
STG Isolated Phase Bud Duct Foundation | 314
CTG Isolated Phase Bus Duct Foundation | 314
Pull HRSG C Blowdown Sump Sheets | 313
Excavate for HRSG C Blowdown/Reheat Sump | 313
Install Sheet Pile for HRSG C Blowdown/Reheat Sump | 313
Pull HRSG B Sump Sheet Pile | 313
Excavate for HRSG B Blowdown/Reheat Sump | 313
Install Sheet Pile for HRSG B Blowdown/Reheat Sump | 313
Indicators & Gauges - Issue Vendor for Owner Approval | 312
Indicators & Gauges - Review Vendor Drawings / Return (EL) | 312
Indicators & Gauges - Prepare Spec / IFR | 312
Indicators & Gauges - Internal Review / Revise | 312
Indicators & Gauges - Review / Revise / IFP / IFOR | 312
Indicators & Gauges - Receive Vendor Proposals | 312
Gauges | 312
Indicators & Gauges - Owner Review | 312
Indicators & Gauges - Vendor Fab/Delivery | 312
Indicators & Gauges - Review Vendor Drawings / Return (IC) | 312
Indicators & Gauges - Negotiate / Award / IFC | 312
Indicators & Gauges - Vendor Submit Drawings (IC) | 312
Indicators & Gauges - Vendor Submit Drawings (EL) | 312
Indicators & Gauges - Technical Bid Analysis | 312
CTG 1C Area Rock / Final Site Cover | 311
WSAC Area Rock / Final Site Cover | 311
HRSG 1C Area Rock / Final Site Cover | 311
CTG 1A Rock / Final Site Cover | 311
HRSG 1A Area Rock / Final Site Cover | 311
Demin Area Rock / Final Site Cover | 311
STG Area Rock / Final Site Cover | 311
CTG 1B Area Rock / Final Site Cover | 311
HRSG 1B Area Rock / Final Site Cover | 311
STG Elect Bldg Area Rock / Final Site Cover | 311
Ammonia Area Rock / Final Site Cover | 311
Firewater Pumps Notification of Turnover Walk to PGN | 310
Fire Water/ Hydrants Notification of Turnover Walk to PGN | 310
Fire Water/ Hydrants System Turnover Walk with PGN | 310
Fire Water System (to support backfeed) Notification of Turnover Walk to PGN | 310
Fire Water System (to support backfeed) System Turnover Walk with PGN | 310
Fuel Oil Tank Fire Protection System Notification of Turnover Walk to PGN | 310
Fuel Oil Tank Fire Protection System System Turnover Walk with PGN | 310
Fire Detection System Turnover Walk with PGN | 310
Firewater Pumps System Turnover Walk with PGN | 310
Fire Detection Notification of Turnover Walk to PGN | 310
Install HRSG 1B Top IP Piping LB | 309
Install HRSG 1B LP Piping SB | 309
Install HRSG INA [543] A/G Pipe - SB | 309
Install HRSG 1B Bottom IP Piping LB | 309
Install HRSG 1B Internal Connecting Piping | 309
Install HRSG 1A Bottom IP Piping LB | 309
Install HRSG 1B IP Piping SB | 309
Install HRSG 1C Bottom IP Piping LB | 309
Install HRSG 1C IP Piping SB | 309
Install HRSG 1C Internal Connecting Piping | 309
Install HRSG 1A LP Piping SB | 309
Install HRSG 1C LP Piping SB | 309
Install HRSG 1A IP Piping SB | 309
Install HRSG 1A Internal Connecting Piping | 309
Install HRSG 1C Top IP Piping LB | 309
Install HRSG 1A Top IP Piping LB | 309
Demin & FO Tanks - Internal Review / Revise | 308
Demin & FO Tanks - Technical Bid Analysis | 308
Demin & FO Tanks - Negotiate / Award / IFC | 308
Demin & FO Tanks - Vendor Submit Drawings (ST) | 308
Demin & FO Tanks - Vendor Submit Drawings (ME) | 308
Demin & FO Tanks - Review Vendor Drawings / Return (ST) | 308
Demin & FO Tanks - Review Vendor Drawings / Return (ME) | 308
Demin & FO Tanks - Vendor Fab/Delivery | 308
Demin & FO Tanks - Owner Review | 308
Demin & FO Tanks - Review / Revise / IFP/IFOR | 308
Demin & FO Tanks - Issue Vendor for Owner Approval | 308
Demin & FO Tanks -Receive Vendor Proposals | 308
Demin & FO Tanks - Prepare Spec / IFR | 308
Erect Ctrl/Admin Bldg Comp Gas Bottle Strg [104] Shelter | 307
Install Ctrl/Admin Bldg Area Septic Tank [099] | 307
Install Precast Ctrl/Admin Bldg Septic Holding Tank [099A&B] (2 Tanks) | 307
Set Comp Gas Bottle Strg Shelter [104] | 307
Install STG Air and Hydrogen Detrainer | 306
STG Elect Bldg Install MCCs | 306
Install STG Air Compressor Equip [140] Shelter | 306
Install STG Elect Bldg Equip/Interconnects | 306
Install STG Elect Bldg UPS & Batteries/Chargers | 306
Install STG Area Air Receiver [141] | 306
Install STG Excitation Transformer [062] | 306
Install STG Elect Bldg Sec Unit Sta Xfrmrs [825] | 306
Install STG Instr Air System Equip [140/141/142] | 306
Install STG Misc Motors | 306
Power up STG TOSMAP | 306
CEMS - Internal Review | 305
CEMS 1C | 305
CEMS 1B | 305
CEMS 1A | 305
CEMS - Owner Review | 305
CEMS - Receive Vendor Proposals | 305
CEMS Vendor Fab/Delivery | 305
Piling Subcontract IFP/IFOR | 304
Geotechnical Subcontract IFP / IFOR | 304
Geotechnical Subcontract IFR | 304
Piling Subcontract IFR | 304
Issue RFQ for Underground Fuel Gas | 303
Develop RFQ for Underground HDPE Pipe | 303
Develop RFQ for Underground Fuel Gas | 303
Develop RFQ for Underground Fire Water HDPE Pipe | 303
Issue RFQ for Underground Fire Water Pipe | 303
Issue RFQ for Underground Ductile Iron Pipe | 303
Develop RFQ for Underground Fuel Oil Pipe | 303
Issue RFQ for Underground Fuel Oil Pipe | 303
Develop RFQ for Underground Ductile Iron Pipe | 303
Issue RFQ for Underground HDPE Pipe | 303
Install CT Nitrogen Bottle Manifold [184] | 302
Install Nitrogen System Tubing | 302
Install Nitrogen System Instruments | 302
Install 1C Nitrogen Rack Piping [546] (NIGHT SHIFT) | 302
Install 1A Nitrogen Rack Piping [546] | 302
Install 1B Nitrogen Rack Piping [546] | 302
High Voltage | 301
107 - Low Voltage | 301
Low Voltage | 301
106 - High Voltage | 301
108 - Medium Voltage | 301
Medium Voltage | 301
CTG Foundation | 300
CTG Foundation - Internal Review | 300
CTG 1C Foundation Review With Siemens and PGN Prior To Pour | 300
CTG 1B Foundation Review With Siemens and PGN Prior To Pour | 300
CTG 1A Foundation Review With Siemens and PGN Prior To Pour | 300
TO PKG #107 PAINT | 299
TO PKG #112 5 KV ELECTRICAL BUILDING | 299
TO PKG #91 PILING | 299
TO PKG #105 CIVIL | 299
TO PKG #113 STG ELECTRICAL BUILDING | 299
TO PKG #106 INSULATION | 299
Install Hairpins | 298
Attach Terminal Box | 298
Plumbing Fixtures / Bathroom Accessories | 298
Hanger Support | 298
$-Complete Hanger Installation on all High Pressure Piping | 298
Closed Cooling Water WSAC wiring term checks | 297
Condensate System Wire/Term checks | 297
Boiler Feed Water 1 Wiring /Term checks | 297
Circ Water Wiring/Term Checks | 297
Closed Cooling Water Wiring & Term checks | 297
Boiler Feed Water 3 Wiring /Term checks | 297
RO Water Supply Wiring/Term checks | 297
Boiler Feed Water 2 Wiring /Term checks | 297
Install CEMS 1C Cable Tray / Conduit | 296
Install CEMS 1C Instrument Tubing / Tray | 296
Install CEMS 1B Cable Tray / Conduit | 296
Install CEMS 1B Instrument Tubing / Tray | 296
Install CEMS 1A Cable Tray / Conduit | 296
Install CEMS 1A Instrument Tubing / Tray | 296
Combustion Turbine 1B Pre-Commission and Restoration Walk | 295
Combustion Turbine 1C Construction Completion Walk | 295
Combustion Turbine 1C Pre-Commission and Restoration Walk | 295
Combustion Turbine 1B Construction Completion Walk | 295
Combustion Turbine 1A Pre-Commission and Restoration Walk | 295
Combustion Turbine 1A Construction Completion Walk | 295
CATHODIC PROTECTION | 294
Cathodic Protection Turnover System | 294
Cathodic Protection Construction Completion Walk | 294
TO PKG #98 CATHODIC PROTECTION | 294
Cathodic Protection Complete Turnover Package | 294
TO PKG #719 CATHODIC PROTECTION | 294
Cathodic Protection - Prepare Spec / IFR/IFOR | 294
Cathodic Protection - Internal/Owner Review / Revise | 294
Cathodic Protection | 294
Cathodic Protection - IFC | 294
Fab & Deliver WSAC Rebar | 293
Fab & Deliver 5KV Building Rebar | 293
Fab & Deliver CTG Rebar | 293
Fab & Deliver STG Electrical Building Rebar | 293
Fab / Deliver Rebar | 293
Fab & Deliver HRSG Rebar | 293
Fab & Deliver STG Pedestal Rebar | 293
Fab & Deliver STG Base Mat Rebar | 293
Waste Oil Storage Area Foundation - Design / IFR / IFOA | 292
Delivery of Waste Oil Storage Shelter | 292
Waste Oil Storage Area Foundation - Receive Owner Comments | 292
TO PKG #110 WASTE OIL STORAGE AREA | 292
Waste Oil Storage Area Turnover System | 292
Waste Oil Storage Area Foundation - Internal Review | 292
Waste Oil Storage Foundation | 292
Erect Ctrl/Admin Bldg Waste Oil Storage [096] Shelter | 292
Waste Oil Storage Area Foundation - Revise / IFC | 292
CTG-1B Circuit and Raceway Schedule | 291
CTG-1A Circuit and Raceway Schedule | 291
CTG-1C Circuit and Raceway Schedule | 291
STG Circuit and Raceway Schedule- Revise / IFC | 291
STG Circuit and Raceway Schedule | 291
Circuit and Raceway Schedules | 291
Issue Circuit and Raceway Schedule | 291
CTG-1A Circuit and Raceway Schedule- Revise / IFC | 291
CTG-1B Circuit and Raceway Schedule- Revise / IFC | 291
CTG-1C Circuit and Raceway Schedule- Revise / IFC | 291
Electrical Raceway Layouts / Circuit Schedule / Raceway Schedule | 291
Piling Subcontract Owner Review | 290
Evaluate and Award Heavy Haul Subcontract | 290
Piling Subcontract Award | 290
Piling Subcontract Bids due | 290
Bid Heavy Haul Subcontract | 290
Develop Scope and Issue RFQ for Heavy Haul Subcontract | 290
Grout Spec - Internal Review | 289
Cementious Grouting (Non-Metallic) | 289
Grout F-STD | 289
Grout Spec - Revise / IFC | 289
Grout Around LP Casing | 289
Grouting of Collector Base | 289
Grout GEN | 289
Grout Spec - Owner Review | 289
Grout Spec - Design / IFR / IFOR | 289
Install HRSG 1-C Blowdown Instruments | 288
Install HRSG 1-A Blowdown Instruments | 288
Install HRSG Isolation 1A (Includes SC Stack) Instruments | 288
Install HRSG Isolation 1B (Includes SC Stack) Instruments | 288
Install HRSG Isolation 1C (Includes SC Stack) Instruments | 288
Install HRSG 1-B Blowdown Instruments | 288
508 - AUX BOILER BLOWDOWN | 287
F/R/P STG Aux Boiler Blow Down Sump Pump Foundation | 287
AUX Boiler Blowdown I&C Checks | 287
AUX Boiler Blowdown Loop Verfication | 287
TO PKG #79 AUX BOILER BLOWDOWN | 287
Aux Boiler Blowdown Pre-Commissioning | 287
AUX BOILER BLOWDOWN | 287
TO PKG #508 AUX BOILER BLOWDOWN | 287
Aux Boiler Blowdown | 287
CHW System UG P&ID - Revise / Check / RFR | 286
CCW System UG P&ID - Revise / Check / RFR | 286
CWS System UG P&ID - Revise / Check / RFR | 286
CWS System AG P&ID - Revise / Check / RFR | 286
BDN System AG P&ID - Revise / Check / RFR | 286
BDN System UG P&ID - Revise / Check / RFR | 286
FOL System UG P&ID - Revise / Check / RFR | 286
CTP System UG P&ID - Revise / Check / RFR | 286
DWS System AG P&ID - Revise / Check / RFR | 286
PWS System AG P&ID - Revise / Check / RFR | 286
WDR System AG P&ID - Revise / Check / RFR | 286
PDR System UG P&ID - Revise / Check / RFR | 286
SWS System UG P&ID - Revise / Check / RFR | 286
SDR System UG P&ID - Revise / Check / RFR | 286
SDR System AG P&ID - Revise / IFC | 286
WDR System UG P&ID - Revise / Check / RFR | 286
SDR System AG P&ID - Revise / Check / RFR | 286
PWS System UG P&ID - Revise / Check / RFR | 286
SWS System AG P&ID - Revise / Check / RFR | 286
CTP System AG P&ID - Revise / Check / RFR | 286
INA System UG P&ID - Revise / Check / RFR | 286
DWS System UG P&ID - Revise / Check / RFR | 286
FGS System UG P&ID - Revise / Check / RFR | 286
AQA System UG P&ID - Revise / Check / RFR | 286
125V DC Battery/UPS - Issue Vendor for Owner Approval | 285
125V DC Battery/UPS - Owner Review | 285
125V DC Battery- Vendor Fab/Delivery | 285
125V DC Battery/UPS - Review Vendor Drawings / Return (ST) | 285
125V DC and UPS Systems | 285
125V DC Battery/UPS - Review Vendor Drawings / Return (EL) | 285
125V DC Battery/UPS - Vendor Submit Drawings (ST) | 285
125V DC Battery/UPS - Negotiate / Award / IFC | 285
125V DC Battery/UPS- Vendor Submit Drawings (EL) | 285
125V DC Battery/UPS - Technical Bid Analysis | 285
125V DC Battery/UPS - Receive Vendor Proposals | 285
125V DC Battery/UPS - Review / Revise / IFP/IFOR | 285
125V DC Battery/UPS - Internal Review / Revise | 285
125V DC Battery/UPS - Prepare Spec / IFR | 285
Terminate HRSG Chemical Feed 1A Cable | 284
Terminate HRSG Chemical Feed 1B Cable | 284
Pull HRSG Chemical Feed 1B Cable | 284
Terminate Common Chemical Feed Cable | 284
Pull Common Chemical Feed Cable | 284
Pull HRSG Chemical Feed 1A Cable | 284
Terminate HRSG Chemical Feed 1C Cable | 284
HRSG Chemical Feed 1C Complete Turnover Package | 283
HRSG Chemical Feed 1C Turnover System | 283
HRSG Chemical Feed 1B Complete Turnover Package | 283
HRSG Chemical Feed 1B Turnover System | 283
HRSG Chemical Feed 1A Complete Turnover Package | 283
HRSG Chemical Feed 1A Turnover System | 283
Common Chemical Feed Complete Turnover Package | 283
Common Chemical Feed Turnover System | 283
WSAC Chem Feed Turnover System | 283
Hydrolaze Finger Rack 1A CRH Steam Pipe [444] | 282
Hydrolaze HP Steam Pipe [441] | 282
Hydrolaze CRH Steam [444] Pipe | 282
Hydrolaze HP Steam [441] Pipe | 282
Hydrolaze Main Rack 1A 1A BFW [481] Pipe | 282
Hydrolaze HP Steam Pipe Systems [441] | 282
Hydrolaze BFW 1C [481] Pipe | 282
Hydrolaze Finger Rack 1A LP Steam Pipe [443] | 282
Hydrolaze Main Rack 1A HRH Steam Pipe [442] | 282
Hydrolaze Main Rack 1A HP Steam Pipe [441] | 282
Hydrolaze HRH Steam Pipe [442] | 282
Hydrolaze Main Rack 1A CRH Steam Pipe [444] | 282
Hydrolaze CRH Steam Pipe [444] | 282
Hydrolaze Piping | 282
Hydrolaze BFW 1B [481] Pipe | 282
Hydrolaze Main Rack 1A LP Steam Pipe [443] | 282
Hydrolaze Finger Rack 1A HP Steam Pipe [441] | 282
Hydrolaze LP Steam Pipe [443] | 282
SKM Model/Report | 281
Skm Model/Report - Final | 281
Skm Model/Report - Internal Review | 281
Skm Model/Report - IFOA | 281
Skm Model/Report - Design / Check / IFR | 281
Skm Model/Report - Owner Approval | 281
HRSG Chemical Feed 1C System Turnover Walk with PGN | 280
HRSG Chemical Feed 1C Notification of Turnover Walk to PGN | 280
Common Chemical Feed Notification of Turnover Walk to PGN | 280
HRSG Chemical Feed 1B System Turnover Walk with PGN | 280
HRSG Chemical Feed 1B Notification of Turnover Walk to PGN | 280
Common Chemical Feed System Turnover Walk with PGN | 280
HRSG Chemical Feed 1A System Turnover Walk with PGN | 280
Aux Boiler Chem Feed Notification of Turnover Walk to PGN | 280
HRSG Chemical Feed 1A Notification of Turnover Walk to PGN | 280
Aux Boiler Chem Feed System Turnover Walk with PGN | 280
F/R/P Oil/Water Separator [025] Foundation | 279
F/R/P Filter Press Area Sludge Thickener [630] Foundation | 279
F/R/P WW Collection Basin Foundation | 279
F/R/P WSAC Drain Tank Foundation [014] | 279
F/R/P Demin Area Sample Panel Foundation [032] | 279
F/R/P Make-up Water Enclosure [826] Foundation | 279
F/R/P WSAC CCW Drains Tank Toping Slab [193d] | 279
F/R/P Filter Press Enclosure [659] Foundation | 279
Boiler Feed Water 1 Notification of Turnover Walk to PGN | 278
Boiler Feed Water 1 System Turnover Walk with PGN | 278
Boiler Feed Water 3 Notification of Turnover Walk to PGN | 278
Waste Water / Area Sumps System Turnover Walk with PGN | 278
Boiler Feed Water 3 System Turnover Walk with PGN | 278
RO Water Supply Notification of Turnover Walk to PGN | 278
Waste Water / Area Sumps Notification of Turnover Walk to PGN | 278
RO Water Supply System Turnover Walk with PGN | 278
Filtered Water System Turnover Walk with PGN | 278
Boiler Feed Water 2 System Turnover Walk with PGN | 278
Filtered Water Notification of Turnover Walk to PGN | 278
Chilled Water System Turnover Walk with PGN | 278
Boiler Feed Water 2 Notification of Turnover Walk to PGN | 278
Circ Water Notification of Turnover Walk to PGN | 278
Circ Water System Turnover Walk with PGN | 278
Potable Water Notification of Turnover Walk to PGN | 278
Chilled Water Notification of Turnover Walk to PGN | 278
Potable Water System Turnover Walk with PGN | 278
FPS System UG P&ID - Rec Owner Comments | 277
FPS System AG & UG P&ID - Internal Review | 277
FPS System AG & UG P&ID - Design / Check / IFR / IFOR | 277
FPS System UG P&ID - Issue IFOA | 277
FPS System AG P&ID - Revise / IFC | 277
FPS System AG P&ID - Revise / Check / RFR | 277
FPS System UG P&ID - Revise / Check / RFR | 277
FPS System AG P&ID - Issue IFOA | 277
FPS System AG P&ID - Rec Owner Comments | 277
FPS System AG & UG P&ID - OwnerReview | 277
CTG - Vendor Submit Drawings (IC) | 276
STG - Vendor Submit Drawings (IC) | 276
CTG - Vendor Submit Drawings (ST) | 276
Submit CTG Drawings to Vendor For Detailing | 276
Submit STG Drawings to Vendor For Detailing | 276
Submit STG Pedestal Drawings to Vendor For Detailing | 276
STG - Vendor Submit Drawings (ST) | 276
STG - Vendor Submit Drawings (ME) | 276
Submit STG Electrical Building Drawings to Vendor For Detailing | 276
CTG - Vendor Submit Drawings (ME) | 276
CTG - Vendor Submit Drawings (EL) | 276
STG - Vendor Submit Drawings (EL) | 276
DCS Software FAT | 275
DCS | 275
Admin Bldg (DCS Room) | 275
DCS Room | 275
Spring Can Cold Sets | 274
Hot Reheat | 274
Cold Reheat | 274
Cold Reheat Balance | 274
HOLD POINT-Ensure Air Permit Received Prior To Operation Of CTG 1C Dew Point Heater | 273
HOLD POINT-Ensure Air Permit Received Prior To Operation Diesel Fire Pump | 273
HOLD POINT-Ensure Air Permit Received Prior To Operation Of CTG 1B Dew Point Heater | 273
HOLD POINT-Ensure Air Permit Received Prior To Operation Of CTG 1A Dew Point Heater | 273
HOLD POINT-Ensure Air Permit Received prior to Start of Aux Boiler | 273
Deliver Embeds | 272
Temp Warehouse Delivery | 272
MATERIAL RECEIVING | 272
Stub-Ups | 272
Material Delivery | 272
Temporary Stand Carry In | 272
Gas System Common Prep piping for Nit. blows | 271
Gas System | 271
Gas System Common Perform Nit. Blows on piping | 271
TO PKG #39 GAS SYSTEM COMMON | 271
501 - GAS SYSTEM COMMON | 271
GAS SYSTEM COMMON | 271
TO PKG #501 GAS SYSTEM COMMON | 271
Gas System Common Moblize Nit. Tanker | 271
Install CT-1C Fuel Oil Tubing | 270
Install Fuel Oil Tank Fire Protection Tubing | 270
Install CT 1-C Fuel Gas Tubing | 270
Install CT 1-A Fuel Gas Tubing | 270
Install CT 1-B Fuel Gas Tubing | 270
Install CT-1B Fuel Oil System Tubing | 270
Install CT-1A Fuel Oil System Tubing | 270
Install Common Fuel Oil System Tubing | 270
Install Fuel Oil Tank & System Tubing | 270
Erect Pipe & Pedestrian Bridge Handrail/Toeplate | 269
Grout Pipe & Pedestrian Bridge Steel | 269
Erect Pipe & Pedestrian Bridge Steel | 269
Erect Pipe & Pedestrian Bridge Stairs | 269
Bolt-Up/Rattle Pipe & Pedestrian Bridge Steel (Supply) | 269
Touch-Up Pipe & Pedestrian Bridge Steel | 269
Erect Pipe & Pedestrian Bridge Grating | 269
Install Temp Facility Warehouse Building | 268
Install Temp Facility Power / Lighting - Guard Shack | 268
Install Temp Facility Power / Lighting - Parking Area | 268
Install Temp Facility Security Guard Shack | 268
Install Temp Facility Plumbing / Sewer - Trailer Complex | 268
Install Temp Facility Power / Lighting - Trailer Complex | 268
Install Temp Facility Power / Lighting - Warehouse Area | 268
Grounding Grid | 267
Site Ground Grid Plan | 267
Site Ground Grid - Revise / Check / IFC | 267
Site Ground Grid Calc - IFOA / Rec Calcs from Guru | 267
Site Ground Grid Calc - Owner Approval | 267
Site Ground Grid - Design / Check / IFR / IFOA | 267
Site Ground Grid Calc - Revise / Check / IFC | 267
Site Ground Grid - Internal Review | 267
Site Ground Grid - Receive Owner Comments | 267
Condensate System Pre-Commission and Restoration Walk | 266
Condensate System Construction Completion Walk | 266
Condenser Pre-Commission and Restoration Walk | 266
Condensate System #1 Pre-Commission and Restoration Walk | 266
Condensate System #1 Construction Completion Walk | 266
Condenser Construction Completion Walk | 266
Engineering Milestone - IFP Spec - LV MCC'S & ENCLOSURES | 265
Engineering Milestone - CIRC WTR ELE ENCLOSURE FNDN IFC | 265
Low Voltage Motor Controllers and Enclosure | 265
Install HRSG 1B Area Grounding Grid | 264
Install HRSG 1C Area Grounding Grid | 264
Install 5kV Bldg Area Grounding Grid | 264
Install Filter Press Area Grounding Grid | 264
Install CTG 1C Area Grounding Grid | 264
Install WSAC Area Grounding Grid | 264
Install STG Area Grounding Grid | 264
Install Ctrl/Admin Bldg Area Grounding Grid | 264
Install CTG 1A Grounding Grid | 264
Install Demin Area Grounding Grid | 264
Install Intake Structure Grounding Grid | 264
Install HRSG 1A Grounding Grid | 264
Install STG Elect Bldg Area Grounding Grid | 264
Install Ceilings | 263
Ceiling | 263
Roof | 263
Erect Admin Building Roof | 263
Performance / Demostration Testing | 262
Start Performance Testing | 262
Finish Performance Testing | 262
Manholes | 261
Excavate for Manhole #8 | 261
Install Manhole #8 | 261
Electrical Manhole Layouts and Details | 261
Install Manhole Curbs | 261
CCWC Chem Feed Foundation - Design / IFR / IFOA | 260
CCWC Chemical Feed | 260
Cycle Chem Feed Foundation - Revise / IFC | 260
Cycle Chem Feed Foundation - Design / IFR / IFOA | 260
CCWC Chem Feed Foundation - Revise / IFC | 260
Chem Feed- Review/ Revise / IFP/IFOR | 260
CCWC Chem Feed Foundation - Internal Review | 260
Chem Feed - Prepare Spec / IFR | 260
FO Tank System Construction Completion Walk | 259
TO PKG #35 FO TANK | 259
TO PKG #407 FO TANK & SYSTEM | 259
FO Tank System | 259
407 - FO TANK & SYSTEM | 259
FO Tank Fill tank with FO | 259
FO Tank System Pre-Commission and Restoration Walk | 259
FO TANK & SYSTEM | 259
Clean up and Remove Scaffolds - FO Tank | 259
FO Tank Strap tank | 259
UG Shop Fab Steel Tanks - Prepare Spec / IFR | 258
UG Shop Fab Steel Tanks - Internal Review / Revise | 258
UG Shop Fab Steel Tanks - Review / Revise / IFP/IFOR | 258
UG Shop Fab Steel Tanks -Receive Vendor Proposals | 258
UG Shop Fab Steel Tanks - Negotiate / Award / IFC | 258
UG Shop Fab Steel Tanks - Vendor Submit Drawings (ST) | 258
UG Shop Fab Steel Tanks - Vendor Submit Drawings (ME) | 258
UG Shop Fab Steel Tanks - Owner Review | 258
UG Shop Fab Steel Tanks - Review Vendor Drawings / Return (ST) | 258
UG Shop Fab Steel Tanks - Review Vendor Drawings / Return (ME) | 258
UG Shop Fab Steel Tanks - Vendor Fab/Delivery | 258
UG Shop Fab Steel Tanks - Issue Vendor for Owner Approval | 258
Perform Radiograph Test of SR-3 - FO Tank | 257
Perform Readiograph Test Containment Tank SR-3 - FO Tank | 257
Perform Readiograph Test Containment Tank SR-2 - FO Tank | 257
Perform Radiograph Test of Both SR-1 Shell Rings | 257
Perform Radiograph Test of SR-2 - FO Tank | 257
Perform Radiograph Test SR-4 & 5 - FO Tank | 257
Install Duct Burners HRSG 1A Tubing | 256
Install Duct Burners HRSG 1C Instruments | 256
Install Duct Burners HRSG 1C Tubing | 256
Install Duct Burners HRSG 1B Tubing | 256
Install Duct Burners HRSG 1B Cable Tray / Conduit | 256
Install Duct Burners HRSG 1B Instruments | 256
Install Duct Burners HRSG 1A Instruments | 256
Install Duct Burners HRSG 1C Cable Tray / Conduit | 256
Install Duct Burners HRSG 1A Cable Tray / Conduit | 256
TO PKG #17 RO WATER SUPPLY | 255
RO WATER SUPPLY | 255
TO PKG #206 RO WATER SUPPLY | 255
Install RO Water Supply Instruments | 255
Install RO Water Supply Tubing | 255
RO Water Supply Loop verfication | 255
RO Water Supply | 255
RO Water Supply Flush system | 255
206 - RO Water Supply | 255
RO Water Supply Turnover System | 255
RO Water Supply Complete Turnover Package | 255
Condensate System #1 | 254
Install Condensate System Cathodic Protection | 254
Condensate System Place system in service | 254
CONDENSATE SYSTEM | 254
Nitrogen System Place system in service | 254
Install Condensate System Instruments | 254
Condensate System | 254
Condensate System Clean hotwell | 254
Erect Main Rack Grating at C/L 1C | 253
Grout Main Rack Steel at C/L 1C | 253
Erect Main Rack Grating at C/L 1B | 253
Grout Main Rack Steel at C/L 1A | 253
Grout Main Rack Steel at C/L 1B | 253
Erect Main Rack Grating at C/L 1A | 253
Set Discharge Pipe (East Canal fdn to Fdn 1) | 252
Weld Piece Sx6 to 7 Discharge Pipe | 252
Weld Piece 3 to 4 Discharge Pipe | 252
Fab 4, 5, Sx6 Discharge Pipe | 252
Begin Fab Pieces 1, Sx2 & 3 Discharge Pipe | 252
Set Discharge Pipe across Canal | 252
Set Discharge Pipe (From Fdn 2 to Structure) | 252
Set Discharge Pipe (From Fdn 1 to Fdn 2) | 252
Excavate / Backfill U/G Pipe and Ductbank | 251
Excavate for U/G Pipe Branch Line | 251
Excavate for U/G Pipe and Ductbank installation | 251
Chemical Clean FOL [562] U/G Pipe | 251
U/G Pipe | 251
Excavate for U/G Ductbank installation | 251
Excavate for U/G Pipe | 251
CEMS 1C (bypass stack) Pre-Commissioning | 250
CEMS 1A (Bypass Stack) Pre-Commissioning | 250
CEMS 1B (Bypass Stack) Loop Verification | 250
$-Unit 3 - Complete CEMS Installation on Bypass Stack [CTG1C] | 250
CEMS 1C (Bypass Stack) Loop verfications | 250
$-Unit 2 - Complete CEMS Installation on Bypass Stack [CTG1B] | 250
CEMS 1C (bypass stack) | 250
CEMS 1A (Bypass Stack) Loop Verification | 250
CEMS 1B (Bypass Stack) | 250
CEMS 1B (Bypass Stack) Pre-Commissioning | 250
CEMS 1A (Bypass Stack) | 250
$-Unit 1 - Complete CEMS Installation on Bypass Stack [CTG1A] | 250
A/G Circ Wtr Piping - Negotiate / Award / IFC | 249
UG Piping - Negotiate / Award / IFC | 249
Engineered Pipe Supports - Negotiate / Award / IFC | 249
U/G Circ Wtr Piping - Negotiate / Award / IFC | 249
Piping Specialties - Negotiate / Award / IFC | 249
$-Award CW Concrete Pipe Contract | 249
Non-Engineered Pipe Supports - Negotiate / Award / IFC | 249
HRSG Chemical Feed 1A Construction Completion Walk | 248
HRSG Chemical Feed 1B Construction Completion Walk | 248
Common Chemical Feed Construction Completion Walk | 248
Common Chemical Feed Pre-Commission and Restoration Walk | 248
HRSG Chemical Feed 1C Construction Completion Walk | 248
HRSG Chemical Feed 1B Pre-Commission and Restoration Walk | 248
HRSG Chemical Feed 1C Pre-Commission and Restoration Walk | 248
HRSG Chemical Feed 1A Pre-Commission and Restoration Walk | 248
Install CTG 1A GSU [130] | 247
Install CTG 1B D/Bank Branches Including GSU 1B | 247
Install CTG 1C D/Bank Branches Including GSU 1C- DB # 67 | 247
Install CTG 1C GSU [130] | 247
Install STG GSU [070] | 247
Install CTG 1A D/Bank Branches including GSU 1A | 247
Install CTG 1B GSU [130] | 247
CTG 1C Elec Package | 246
CTG 1B Elec Package | 246
CTG 1A Elec Batteries | 246
CTG 1B Elec Batteries | 246
CTG 1C Elec Batteries | 246
CTG 1A Elec Package | 246
Procurement FP-304 | 245
Procurement - FP-204 | 245
Procurement - FP-401 | 245
Procurement FP-208 | 245
Procurement FP-203 | 245
Procurement - FP-313 | 245
Procurement FP-213 | 245
Procurement FP-315 | 245
Procurement FP-207 | 245
Procurement FP-503 | 245
Procurement - FP-211 | 245
Procurement FP-314 | 245
Procurement FP-310 | 245
Procurement FP-306 | 245
Procurement FP-209-01C | 245
Procurement FP-308 | 245
Procurement FP-309 | 245
Procurement FP-316 | 245
Procurement FP-307 | 245
Procurement FP-305 | 245
Procurement FP-206 | 245
Procurement FP-312 | 245
Procurement FP-404 Mech | 245
Procurement FP-502 | 245
Procurement FP-205 | 245
Procurement FP-501 | 245
Procurement FP-605 | 245
Procurement FP-603 | 245
Procurement - FP-201 | 245
Procurement FP-604 Mech | 245
Procurement FP-202 | 245
Procurement FP-604 Elec | 245
Procurement FP-210 | 245
Structural Steel - Internal Review / Revise | 244
Structural Steel - Review Vendor Drawings / Return (ST) | 244
Structural Steel - Vendor Submit Drawings (ST) | 244
Structural Steel - Negotiate / Award / IFC | 244
Structural Steel - Issue Vendor for Owner Approval | 244
Structural Steel - Technical Bid Analysis | 244
Structural Steel - Owner Review | 244
Structural Steel - Prepare Spec / IFR | 244
Structural Steel - Review Owner Comments / Revise / IFP / IFOR | 244
Pull Waste Water / Area Sumps Cable | 243
Install Waste Water Sump Steel (7 Waste Wate Sumps) | 243
Install Waste Water Sump Steel | 243
Terminate Waste Water / Area Sumps Cable | 243
Install Waste Water / Area Sumps Cable Tray / Conduit | 243
BOILER FEED WATER 1B | 242
Boiler Feed Water 1 Pre-Commissioning | 242
Boiler Feed Water 3 | 242
Boiler Feedwater | 242
303 - Boiler Feed Water 1A | 242
BOILER FEED WATER 1A | 242
Boiler Feed Water 1 I&C verfications | 242
306 - Boiler Feed Water 1B | 242
Boiler Feed Water 3 I&C verfications | 242
310 - Boiler Feed Water 1C | 242
Boiler Feed Water 2 Pre-Commissioning | 242
BOILER FEED WATER 1C | 242
Boiler Feed Water 3 Pre-Commissioning | 242
Boiler Feed Water 2 I&C verfications | 242
Boiler Feed Water 2 | 242
Boiler Feed Water 1 | 242
Install Steam Hot Reheat Instruments | 241
Install Steam Cold Reheat Instruments | 241
Install HRSG Steam Side 1A Instruments | 241
Install Steam Low Pressure Instruments | 241
Install Steam High Pressure Instruments | 241
Install HRSG Steam Side 1C Instruments | 241
Install HRSG Steam Side 1B Instruments | 241
Terminate Devices Valve House Elect. | 240
Terminate Devices 01C | 240
Terminate Devices 01B | 240
Terminate Devices STG Valve House - Elec | 240
Terminate Devices 01A | 240
CO2 Piping Installation | 239
Install Pipeline To Site | 239
Install Pipe | 239
Install Instrument Air and Service Water Pipe | 239
Install Circ Water Valve Access Platform | 239
Install Circ Water Tubing | 239
Install and Test Service Water Pipe | 239
MV Switchgear - Review Vendor Drawings / Return (IC) | 238
MV Switchgear - Review Vendor Drawings / Return (EL) | 238
MV Switchgear - Review Vendor Drawings / Return (ST) | 238
MV Switchgear - Vendor Submit Drawings (EL) | 238
Switches - Vendor Submit Drawings (IC) | 238
Switches - Review Vendor Drawings / Return (IC) | 238
MV Switchgear - Vendor Submit Drawings (ST) | 238
MV Switchgear - Vendor Submit Drawings (IC) | 238
Switches - Vendor Submit Drawings (EL) | 238
CTG 1A Filter House Post Media Clean & Close | 237
CTG 1C Filter House Post Media Clean & Close | 237
CTG 1A Filter House - Load Filter Media | 237
CTG 1C Filter House Pre-Media Clean & Close | 237
CTG 1C Filter House - Load Filter Media | 237
CTG 1B Filter House Pre-Media Clean & Close | 237
CTG 1B Filter House - Load Filter Media | 237
CTG 1A Filter House Pre-Media Clean & Close | 237
CTG 1B Filter House Post Media Clean & Close | 237
Paint C/L 1A Rack Pipe | 236
Paint C/L 1C Rack Pipe | 236
Insulate C/L 1B Rack Pipe | 236
Insulate C/L 1C Rack Pipe | 236
Insulate C/L 1A Rack Pipe | 236
Paint C/L 1B Rack Pipe | 236
Training/backround checks | 235
HRSG 1-C Blowdown Wiring /Term checks | 235
HRSG 1-B Blowdown Wiring /Term checks | 235
HRSG 1-A Blowdown Wiring /Term checks | 235
Common Blowdown Wiring /Term checks | 235
STG TOMAP Wire and Term Checks | 235
STG Air Extraction System Motor PDMA | 234
Boiler Feed Water 1 Motor PDMA | 234
Condensate System Motor PDMA | 234
Firewater Pumps Motor PDMA | 234
Closed Cooling Water WSAC Motor PDMA | 234
Instrument Air Motor PDMA checks | 234
Boiler Feed Water 2 Motor PDMA | 234
Closed Cooling Water Motor PDMA | 234
RO Water Supply Motor PDMA | 234
Circ Water Motor PDMA | 234
Boiler Feed Water 3 Motor PDMA | 234
PGN / IT / Security | 233
Issue I/O count to PGN | 233
I/O Count to PGN for Purchase | 233
Agreement with PGN | 233
Assist PGN in DCS Contract Admin | 233
Concept to PGN | 233
Issue ESC to PGN (Engineering) | 233
Install U/G Pipe East of C/L 1A (NIGHT SHIFT ONCE RESUMES) | 232
Install U/G Pipe Under West Road | 232
Install U/G Pipe East of C/L 1B (NIGHT SHIFT) | 232
Install U/G Pipe East of C/L 1C (NIGHT SHIFT) | 232
Install U/G Pipe Headers Under South Road | 232
Install U/G Pipe Headers Under North Road (NIGHT SHIFT) | 232
Duct Burners HRSG 1B Loop verfication | 231
DUCT BURNERS HRSG 1A | 231
DUCT BURNERS HRSG 1B | 231
Duct Burners HRSG 1C I&C calibration checks | 231
Duct Burners HRSG 1B I&C calibration checks | 231
Duct Burners HRSG 1B PLC check | 231
Duct Burners HRSG 1C Loop verfication | 231
DUCT BURNERS HRSG 1C | 231
Duct Burners HRSG 1C PLC check | 231
Duct Burners HRSG 1A I&C calibration checks | 231
Fire Duct Burners | 231
Duct Burners HRSG 1B Pre-Commissioning | 231
Duct Burners HRSG 1C Pre-Commissioning | 231
Duct Burners HRSG 1C | 231
Duct Burners HRSG 1A Pre-Commissioning | 231
Duct Burners HRSG 1A | 231
Duct Burners HRSG 1A PLC check | 231
Duct Burners HRSG 1B | 231
Duct Burners HRSG 1A Loop verification | 231
CCWC - Vendor Submit Drawings (ME) | 230
CCWC - Vendor Submit Drawings (EL) | 230
CCWC - Review Vendor Drawings (EL) | 230
Submit WSAC Drawings to Vendor For Detailing | 230
CCWC - Vendor Submit Drawings (IC) | 230
CCWC- Review Vendor Drawings (ST) | 230
CCWC - Review Vendor Drawings (ME) | 230
CCWC - Vendor Submit Drawings (ST) | 230
T/C & T/W's - Review Vendor Drawings / Return (IC) | 230
T/C & T/W's - Vendor Submit Drawings (IC) | 230
CCWC - Review Vendor Drawings (IC) | 230
Install HRSG 1B Expansion Joint at Main Stack | 229
Fab & Install HRSG 1C Bypass Stack | 229
Fab & Install HRSG 1B Bypass Stack | 229
Install HRSG 1A Expansion Joint at Main Stack | 229
Install HRSG 1C Expansion Joint at Main Stack | 229
Fab & Install HRSG 1A Bypass Stack | 229
Set Emerson Cabinets (12ea) | 228
Preliminary Setting of Collector Around (Stub Shaft, Collector Bearing, Collector Brish Rigging) | 228
Temporary Setting of Collector Cover | 228
Fit and Set Collector Brushes | 228
Final Setting of Collector Cover | 228
Final Assembly of Collector Around (Stub Shaft, Collector Bearing, Collector Brush Rigging) | 228
Adjust Instrument Devices | 227
Instrument Details - Receive Owner Comments | 227
Instrument Details - Design / Check / IFR/IFOA | 227
Instrument Details - Internal Review | 227
Instrument Communication Plans | 227
Instrument Communication Details - Revise / Check / IFC | 227
Instrument Details - Revise / Check / IFC | 227
Instrument and Control | 227
Instrument Communication Details - Design / Check / IFR/IFOR | 227
Instrument Communication Details - Internal /Owner Review | 227
Building Ventilation Systems - MCR | 226
Building Ventilation Systems | 226
Building Layout (includes HVAC for Air Compressor, CCF, CCWC) - Design / IFR / IFOA | 226
Building Layout (includes HVAC for Air Compressor, CCF, CCWC) - Revise / Incorporate Comments | 226
Issue MCR for Air Compressor, CCF, WSACCF, WOS, Gas Bottle Storage, Filter Press Enclosures | 226
Building System Startup (Fire/HVAC/Electrical/Water) - Punchlist | 226
Building Layout (includes HVAC for Air Compressor, CCF, CCWC) - Receive Owner Comments | 226
Plant Lighting Turnover System | 225
Clearing for Distribution Line Move | 225
Plant Roads Turnover System | 225
Building Permit (admin bldg) | 224
CONTROL/ADMIN BUILDING | 224
Admin Building and Control Room Turnover System | 224
Build / Pave Control/Admin Bldg Parking Lot | 224
CONTROL/ADMIN BLDG AREA | 224
TO PKG #96 ADMIN BUILDING & CONTROL ROOM | 224
ADMIN/CONTROL BUILDING | 224
Admin Building Retaining Wall | 224
$-Issue Admin & Control Building GA - Approved for Design | 224
$-Issue Admin & Control Building Contract | 224
Erect HRSG 1B Stair Tower | 223
Install Personnel Protection / Platforms / Ladders | 223
Erect HRSG 1B Platforms/Ladders around Bypass Stack | 223
Install Stairway and Platform - FO Tank | 223
Erect HRSG 1A Stair Tower | 223
Erect HRSG 1C Stair Tower | 223
Erect HRSG 1C Platforms/Ladders around Bypass Stack | 223
Intake Structure Foundations | 222
Excavate Intake Structure | 222
Intake Structure Foundations - Internal Review | 222
F/R/P Intake Structure Slab 1 | 222
Strip Intake Structure Slab 1 | 222
INTAKE/OUTFALL STRUCTURE | 222
Splitters and Fillets Intake Structure | 222
Remove Cofferdam @ Intake Structure | 222
Drive Sheet Pile Intake Structure | 222
Install Permanent Sheeting @ Intake Structure | 222
Intall Trash Screens @ Intake Structure | 222
Install Bar Screen @ Intake Structure | 222
Gas System System Turnover Walk with PGN | 221
Grounding System Turnover Walk with PGN | 221
Common Fuel Oil System Notification of Turnover Walk to PGN | 221
Condensate System System Turnover Walk with PGN | 221
Condensate System #1 System Turnover Walk with PGN | 221
Condenser System Turnover Walk with PGN | 221
Common Fuel Oil System System Turnover Walk with PGN | 221
Medium Voltage System Turnover Walk with PGN | 221
Low Voltage System Turnover Walk with PGN | 221
Sample System System Turnover Walk with PGN | 221
FO Tank System Notification of Turnover Walk to PGN | 221
FO Tank System Turnover Walk with PGN | 221
Gas System Notification of Turnover Walk to PGN | 221
Uninterruptible Power System Turnover Walk with PGN | 221
High Voltage System Turnover Walk with PGN | 221
DC Power System Turnover Walk with PGN | 221
F/R/P Wet Surface Air Cooler Walls & Shoring | 220
Install Wet Surface Air Cooler [013] | 220
Wet Surface-to-Air Heat Exchanger Chem Feed Foundation | 220
Wet Surface-to-Air Heat Exchanger Foundation | 220
F/R/P Wet Surface Air Cooler [013] Foundation | 220
Aux Boiler Gas Perform Nit. Blows on piping | 219
Aux Boiler Gas | 219
AUX BOILER GAS | 219
AUX BOILER & PIPING | 219
Aux Boiler & Piping | 219
510 - AUX BOILER GAS | 219
Aux Boiler Gas Prep pipe for blows | 219
Aux Boiler & Piping Pre-Commissioning | 219
Aux Boiler & Piping Fire AUX Blr | 219
Aux Boiler Gas Pre-Commissioning | 219
Paint Aux Boiler Pipe & Equip | 219
Aux Steam Piping Pre-Commissioning | 219
Aux Boiler & Piping Flush water supply piping | 219
Closed Cooling Water fill system & passivate piping | 218
Closed Cooling Water | 218
Closed Cooling Water Cooler Foundation | 218
Closed Cooling Water (464) | 218
Closed Cooling Water Fill and run system | 218
Closed Cooling Water Cooler Chem Feed Foundation | 218
Closed Cooling Water Drain system & refill with Demin | 218
Cooling Water Supply | 218
Closed Cooling Water Drain & restore piping | 218
Closed Cooling Water Fill system | 218
Closed Cooling Water Install jumpers for flush | 218
Closed Cooling Water Flush system | 218
Closed Cooling Water Pumps Foundation | 218
COD | 217
CIVIL | 217
OTHER | 217
Lower Tier | 217
Mes Level | 217
Specialties List | 217
Block | 217
LV MCC One Lines - Receive Owner Comments | 216
LV Swgr Schematics - Receive Owner Comments | 216
MV Switchgear One Line - Receive Owner Comments | 216
Discharge/Outfall Structure - Receive Owner Comments | 216
Overall One Line - Receive Owner Comments | 216
3-lines - Receive Owner Comments | 216
LV MCC Schematics - Receive Owner Comments | 216
5kV Schematics - Receive Owner Comments | 216
I/O List- Receive Owner Comments | 216
Relay Coordination Study - Receive Owner Comments | 216
Lightning Protection Dwgs - Receive Owner Comments | 216
Issue Plot Plan -Receive Owner Comments | 216
Alloy Piping - Vendor Submit Drawings (ME) - CRH | 215
Alloy Piping - Vendor Submit Drawings (ME) - HRH | 215
Alloy Piping - Review Vendor Drawings / Return (ME) - HRH | 215
Alloy Piping - Review Vendor Drawings / Return (ME) - HPS | 215
Alloy Piping - Vendor Fab/Delivery - HRH | 215
Alloy Piping - Vendor Fab/Delivery - CRH | 215
Alloy Piping - Owner Review | 215
Alloy Piping - Vendor Fab/Delivery - HPS | 215
Alloy Piping - Negotiate / Award / IFC | 215
Alloy Piping - Review / Revise / IFP/IFOR | 215
Alloy Piping - Internal Review / Revise | 215
Alloy Pipe Fabrication and Supply | 215
Alloy Piping - Review Vendor Drawings / Return (ME) - CRH | 215
Alloy Piping - Prepare Spec / IFR | 215
Alloy Piping - Mill Order Ready for Fabrication | 215
Alloy Piping - Issue Vendor for Owner Approval | 215
Alloy Piping - Vendor Submit Drawings (ME) - HPS | 215
SUS Transformer Foundations | 214
Admin Transformer Foundation - Revise / IFC | 214
Admin Transformer Foundation - Internal Review | 214
Admin Transformer Foundation - Design / IFR / IFOA | 214
Admin Transformer Foundation | 214
F/R/P Electrical Package Transformer Foundations (2 ea) | 214
CTG Step-Up Transformer Foundation | 214
STG Step-Up Transformer Foundation | 214
Circ Water Lubrication motor & pumps | 213
Condensate System Lubricate motor & pumps | 213
Closed Cooling Water WSAC Motor / Pump lubrication | 213
RO Water Supply Lubricate Motor & pumps | 213
Closed Cooling Water Lubricate motor & pumps | 213
Closed Cooling Water Un-coupled motor runs | 213
RO Water Supply Un-coupled motor runs | 213
Alignment LPT to LPG / Adjust Horizontal Level | 212
Assemble LP Casing Atmospheric Relief Valve | 212
Install LP Lower Inner Casing withTemp Shim | 212
Tightening LP Outer Horizontal Bolt | 212
Install LP Outer Upper T/G | 212
Assemble LP Inner Parts | 212
Final Assembly of LP Upper Inner Casing | 212
Install F-Stand and Align LP Casing | 212
Install LP Upper Inner Casing | 212
Install LP Outer Lower Casings | 212
CWS System AG & UG P&ID - Owner Review | 211
FGS System AG & UG P&ID - Owner Review | 211
BDN System AG & UG P&ID - Internal Review | 211
BDN System AG & UG P&ID - Owner Review | 211
PDR System AG & UG P&ID - Internal Review | 211
PDR System AG & UG P&ID - Owner Review | 211
CWS System AG & UG P&ID - Internal Review | 211
FOL System AG & UG P&ID - Owner Review | 211
AQA System AG & UG P&ID - Internal Review | 211
AQA System AG & UG P&ID - Owner Review | 211
FGS System AG & UG P&ID - Internal Review | 211
DWS System AG & UG P&ID - Owner Review | 211
CTP System AG & UG P&ID - Internal Review | 211
CTP System AG & UG P&ID - Owner Review | 211
PWS System AG & UG P&ID - Internal Review | 211
PWS System AG & UG P&ID - Owner Review | 211
DWS System AG & UG P&ID - Internal Review | 211
SDR System AG & UG P&ID - Internal Review | 211
SDR System AG & UG P&ID - Owner Review | 211
INA System AG & UG P&ID - Internal Review | 211
SWS System AG & UG P&ID - Owner Review | 211
SWS System AG & UG P&ID - Internal Review | 211
INA System AG & UG P&ID - Owner Review | 211
WDR System AG & UG P&ID - Internal Review | 211
FOL System AG & UG P&ID - Internal Review | 211
FPS System UG YP - Internal Review | 210
FPS System UG YP - Revise / Check / IFC | 210
FPS System UG YP - Route / Check / IFR | 210
FPS System LB Isometric - Internal Review | 210
FPS System LB Isometric - Revise / Check / IFC | 210
Strainers - Prepare Spec / IFR | 209
Strainers - Technical Bid Analysis | 209
Strainers - Review Vendor Drawings / Return (ME) | 209
Strainers | 209
Strainers - Review / Revise / IFP/IFOR | 209
Strainers - Vendor Fab/Delivery | 209
Strainers - Receive Vendor Proposals | 209
Strainers - Vendor Submit Drawings (ME) | 209
Strainers - Negotiate / Award / IFC | 209
Strainers - Internal Review / Revise | 209
Strainers - Owner Review | 209
Nitrogen Gen's - Internal Review / Revise | 208
Nitrogen Gen's - Prepare Spec / IFR | 208
Nitrogen Gen's - Review / Revise / IFP/ IFOR | 208
Nitrogen Gen's (541) - Negotiate / Award / IFC | 208
Nitrogen Gen's (541) - Technical Bid Analysis | 208
Nitrogen Gen's (541) -Receive Vendor Proposals | 208
Nitrogen Gen's (541) - Issue Vendor for Owner Approval | 208
Nitrogen Gen's (541) - Owner Review | 208
Nitrogen Gen's (541) - Vendor Fab/Delivery | 208
Nitrogen Gen's (541) - Review Vendor Drawings / Return (ME) | 208
Nitrogen Gen's (541) - Vendor Submit Drawings (ME) | 208
Nitrogen System PLC checks | 208
SDR System AG P&ID - Rec Owner Comments | 207
AXS System AG P&ID - Rec Owner Comments | 207
CMG System AG P&ID - Rec Owner Comments | 207
LOS System AG P&ID - Rec Owner Comments | 207
SDR System UG P&ID - Rec Owner Comments | 207
SWS System AG P&ID - Rec Owner Comments | 207
SWS System UG P&ID - Rec Owner Comments | 207
DWS System UG P&ID - Rec Owner Comments | 207
SMP System AG P&ID - Rec Owner Comments | 207
CCF System AG P&ID - Rec Owner Comments | 207
INA System AG P&ID - Rec Owner Comments | 207
INA System UG P&ID - Rec Owner Comments | 207
PWS System AG P&ID - Rec Owner Comments | 207
DWS System AG P&ID - Rec Owner Comments | 207
FOL System UG P&ID - Rec Owner Comments | 207
PWS System UG P&ID - Rec Owner Comments | 207
FOL System AG P&ID - Rec Owner Comments | 207
CHW System UG P&ID - Rec Owner Comments | 207
CFD System AG P&ID -Rec Owner Comments | 207
WDR System UG P&ID - Rec Owner Comments | 207
WDR System AG P&ID - Rec Owner Comments | 207
ARM System AG P&ID -Rec Owner Comments | 207
AQA System AG P&ID - Receive Owner Comments | 207
PDR System UG P&ID - Rec Owner Comments | 207
HPS System AG P&ID - Rec Owner Comments | 207
AQA System UG P&ID - Receive Owner Comments | 207
FGS System AG P&ID - Rec Owner Comments | 207
CRH System AG P&ID - Rec Owner Comments | 207
LPS System AG P&ID - Rec Owner Comments | 207
CND System AG P&ID - Rec Owner Comments | 207
BFW System AG P&ID - Rec Owner Comments | 207
CCW System UG P&ID - Rec Owner Comments | 207
FGS System UG P&ID - Rec Owner Comments | 207
CCW System AG P&ID - Rec Owner Comments | 207
CTP System UG P&ID - Rec Owner Comments | 207
BDN System UG P&ID - Receive Owners Comments | 207
BDN System AG P&ID - Receive Owners Comments | 207
CWS System AG P&ID - Rec Owner Comments | 207
CTP System AG P&ID - Rec Owner Comments | 207
CWS System UG P&ID - Rec Owner Comments | 207
STP System AG P&ID - Rec Owner Comments | 207
HRH System AG P&ID - Rec Owner Comments | 207
HRH System LB - Prelim Stress Analysis | 206
HRH System SB - Final Stress Analysis | 206
HRH System SB - Prelim Stress Analysis | 206
CRH System SB - Final Stress Analysis | 206
HRH System LB - Final Stress Analysis | 206
CRH System SB - Prelim Stress Analysis | 206
CRH System LB - Prelim Stress Analysis | 206
CRH System LB - Final Stress Analysis | 206
Install Filter Press Area U/G Pipe | 205
Install Filter Press Tubing | 205
Install Filter Press Area Sec Unit Subst Xfrmr [825] | 205
Filter Press Enclosure Foundation | 205
FILTER PRESS | 205
Install Filter Press Area Sludge Blowdown Pumps [773] | 205
Install Equipment in Filter Press Enclosure [659] | 205
Install Filter Press [659] Enclosure | 205
Install Filter Press Stair Tower | 205
Install Filter Press Area Sludge Thickener [630] | 205
Filter Press Area Steel | 205
Delivery of Filter Press Enclosure | 205
Filter Press Area Foundation | 205
Auxiliary Boiler Foundation | 204
Auxiliary Boiler | 204
AUX Boiler Fndn - Internal Review | 204
Aux Boiler Sample Panel Foundation - Internal Review | 204
Aux Boiler Sample Panel Foundation | 204
Aux Boiler - Issue Vendor for Owner Approval | 204
Aux Boiler Area Foundation- Internal Review | 204
Engineering Milestone - IFP Spec - AUXILIARY BOILER | 204
Aux Boiler Vendor Fab/Delivery | 204
Aux Boiler - Internal Review | 204
Aux Boiler - Owner Review | 204
$-Award Auxiliary Boiler Contract | 204
Aux Boiler - Negotiate / Award / IFC | 204
Aux Boiler - Receive Vendor Proposals | 204
Aux Boiler Area Foundation | 204
Install HRSG 1B Burner Pipe | 203
Install HRSG 1B Feed Water Pipe | 203
Install HRSG 1A Feed Water Pipe | 203
Install HRSG 1A Vents and Drain Piping | 203
Install HRSG 1A Burner Pipe | 203
Install HRSG 1C Feed Water Pipe | 203
Install HRSG 1C Burner Pipe | 203
Install HRSG 1C Vents and Drain Piping | 203
Install HRSG 1B Vents and Drain Piping | 203
Design Criteria - Instrumentation and Controls - Preliminary | 202
Design Criteria - Instrumentation and Controls - Final | 202
INSTRUMENTATION | 202
Electrical and Instrumentation | 202
Instrumentation & Controls Procurements | 202
ELECTRICAL & INSTRUMENTATION | 202
Instrumentation & Controls Engineering and Design | 202
TO PKG #410 CT-1B FUEL OIL SYSTEM | 201
409 - CT-1A FUEL OIL SYSTEM | 201
401 - CT-1C FUEL OIL SYSTEM | 201
CT-1C Fuel Oil System | 201
410 - CT-1B FUEL OIL SYSTEM | 201
TO PKG #401 CT-1C FUEL OIL SYSTEM | 201
CT-1A Fuel Oil System | 201
TO PKG #409 CT-1A FUEL OIL SYSTEM | 201
CT-1B Fuel Oil System | 201
CT-1C FUEL OIL SYSTEM | 201
TO PKG #38 CT-1B FUEL OIL SYSTEM | 201
CT-1B Fuel Oil Restore system | 201
TO PKG #37 CT-1A FUEL OIL SYSTEM | 201
CT-1A Fuel Oil Restore system | 201
CT-1B FUEL OIL SYSTEM | 201
TO PKG #29 CT-1C FUEL OIL SYSTEM | 201
CT-1A FUEL OIL SYSTEM | 201
CT - 1C Fuel Oil System Restore system | 201
Install Common Fuel Oil System Instruments | 200
Install CT-1C Fuel Oil Instruments | 200
Install Fuel Oil Tank & System Instruments | 200
Install CT-1B Fuel Oil System Instruments | 200
Install Gas System Common Instruments | 200
Install CT-1A Fuel Oil System Instruments | 200
Install CT 1-A Fuel Gas Instruments | 200
Install CT 1-C Fuel Gas Instruments | 200
Install CT 1-B Fuel Gas Instruments | 200
Lightning Protection Calculation | 199
Lightning Protection Dwgs - Design / IFR/IFOA | 199
Lightning Protection Dwgs - Internal Review | 199
Lightning Protection Drawings | 199
Lightning Protection Dwgs - Revise / IFC | 199
Lightning Protection | 199
Lightning Protection Calc - Rec Calcs from AGC | 199
Lightning Protection Calc - Revise / Check / IFC | 199
CT-1A Fuel Oil Wiring /Term checks | 198
CT - 1C Fuel Oil System Breaker Checks | 198
CT - 1C Fuel Oil System Wiring /Term checks | 198
CT-1A Fuel Oil Breaker Checks | 198
Common Fuel Oil Wiring /Term checks | 198
CT-1B Fuel Oil Breaker Checks | 198
CT-1B Fuel Oil Wiring /Term checks | 198
Instrument Air CT-1C Pre-Commission and Restoration Walk | 197
Instrument Air CT-1C Pre-Commissioning | 197
Instrument Air CT-1C | 197
509 - INSTRUMENT AIR CT 1-A | 197
Instrument Air CT-1B Pre-Commission and Restoration Walk | 197
Instrument Air CT-1B Pre-Commissioning | 197
Instrument Air CT-1A Pre-Commissioning | 197
Instrument Air CT-1B | 197
Install Instrument Air CT 1-A Instruments | 197
INSTRUMENT AIR CT 1-A | 197
Install Instrument Air CT 1-B Instruments | 197
INSTRUMENT AIR CT 1-B | 197
Install Instrument Air CT 1-C Instruments | 197
INSTRUMENT AIR CT 1-C | 197
Instrument Air CT-1A Pre-Commission and Restoration Walk | 197
Instrument Air CT-1A | 197
Install C/L 1A Fuel Gas Dewpoint Heater [118] | 196
Fuel Gas Dew Point Heater Foundation | 196
F/R/P C/L 1C Fuel Gas Dewpoint Heater [118] Fdn | 196
Install C/L 1C Fuel Gas Dewpoint Heater [118] | 196
Fuel Gas Dew Point Heater | 196
Install C/L 1B Fuel Gas Dewpoint Heater [118] | 196
F/R/P C/L 1A Fuel Gas Dewpoint Heater [118] Fdn | 196
F/R/P C/L 1B Fuel Gas Dewpoint Heater [118] Fdn | 196
Duct Burners HRSG 1C Notification of Turnover Walk to PGN | 195
Duct Burners HRSG 1B Notification of Turnover Walk to PGN | 195
Duct Burners HRSG 1B Turnover System | 195
Duct Burners HRSG 1C Complete Turnover Package | 195
Duct Burners HRSG 1B Complete Turnover Package | 195
Duct Burners HRSG 1C Turnover System | 195
Duct Burners HRSG 1C System Turnover Walk with PGN | 195
Duct Burners HRSG 1B System Turnover Walk with PGN | 195
Duct Burners HRSG 1A Complete Turnover Package | 195
Duct Burners HRSG 1A Turnover System | 195
Duct Burners HRSG 1A System Turnover Walk with PGN | 195
Duct Burners HRSG 1A Notification of Turnover Walk to PGN | 195
Combustion Turbine 1C Place on TG | 194
Combustion Turbine 1A Power up T-3000 | 194
Combustion Turbine 1A Place on TG | 194
Combustion Turbine 1B Place on TG | 194
Combustion Turbine 1C Power up T-3000 | 194
Combustion Turbine 1B Power up T-3000 | 194
F/R/P STG Condenser Vacuum Pump Skid [055] Fdn | 193
F/R/P Demin Area Service Water / RO Pump [021] Fdns | 193
F/R/P HRSG 1C Boiler Feed Pump [153] Fdn | 193
F/R/P HRSG 1B Boiler Feed Pump [153] Fdn | 193
F/R/P STG Condenser Pump Pit [056] | 193
F/R/P Amm Strg/Unld/Pump/Contain Area [164-167] | 193
F/R/P Demin Water Pump [030] Foundations | 193
F/R/P HRSG 1A Boiler Feed Pump [153] Fdn | 193
F/R/P WSAC Closed Cooling Water Pump [058] Fdns | 193
STG GSU Area Mat Foundation - Receive Owner Comments | 192
SST Sizing - Receive Owner Comments | 192
CTG Foundation - Receive Owner Comments | 192
CTG GSU Foundation - Receive Owner Comments | 192
STG Non-Seg SupportSteel - Receive Owner Comments | 192
GSU Sizing - Receive Owner Comments | 192
STG Pedestal Fndn - Receive Owner Comments | 192
STG Mat Fndn - Receive Owner Comments | 192
Hot/Cold Reheat & Main Steam Line Up and Welding | 191
MS Lead Pipe Line up and Welding | 191
Welding Crossover Expansion Bellows | 191
Install and Set Expansion Bellows and Crossover Pipe (Tightening Bolts) | 191
Set HRSG 1A LP Drum | 190
Set HRSG 1C IP Drum | 190
$-Unit 2 - Set HP, IP and LP Drums [HRSG1B] | 190
Set HRSG 1A IP Drum | 190
Set HRSG 1B IP Drum | 190
$-Unit 1 - Set HP, IP and LP Drums [HRSG1A] | 190
$-Unit 3 - Set HP, IP and LP Drums [HRSG1C] | 190
Set HRSG 1B HP Drum | 190
Set HRSG 1C LP Drum | 190
Set HRSG 1A HP Drum | 190
Set HRSG 1C HP Drum | 190
Set HRSG 1B LP Drum | 190
Cooling Tower Chem Feed System Turnover Walk with PGN | 189
Pull Cooling Tower Chem Feed Cable | 189
Cooling Tower Chem Feed Turnover System | 189
Cooling Tower Chem Feed Notification of Turnover Walk to PGN | 189
TO PKG #25 COOLING TOWER CHEM FEED | 189
307 - Cooling Tower Chemical Feed | 189
Terminate Cooling Tower Chem Feed Cable | 189
Cooling Tower Chem Feed Complete Turnover Package | 189
Install Cooling Tower Chem Feed Instruments | 189
TO PKG #307 COOLING TOWER CHEM FEED | 189
COOLING TOWER CHEM FEED | 189
Cooling Tower Chem Feed Pre-Commissioning | 189
Cooling Tower Chem Feed | 189
Cooling Tower Chem Feed Construction Completion Walk | 189
Cooling Tower Chem Feed Pre-Commission and Restoration Walk | 189
Steam Low Press System Turnover Walk with PGN | 188
Steam Low Press Notification of Turnover Walk to PGN | 188
Steam High Press System Turnover Walk with PGN | 188
Solids Dewatering / Filter Press Notification of Turnover Walk to PGN | 188
Solids Dewatering / Filter Press System Turnover Walk with PGN | 188
Steam High Press Notification of Turnover Walk to PGN | 188
DCS 2 EI's (5kV) - Internal Review | 187
CTG-1C EI's - Internal Review | 187
CTG-1B EI's - Internal Review | 187
DCS 3 EI's (Remaining) - Internal Review | 187
CTG-1A EI's - Internal Review | 187
DCS 2 EI's (STG) - Internal Review | 187
STG EI's - Internal Review | 187
Install WSAC Chemical Feed Equipment [772] | 186
WSAC Chemical Feed | 186
WSAC Chem Feed Fill tanks/totes with chemical | 186
WSAC Chemical Feed (517) | 186
Install WSAC Chem Feed Pipe [517] SB | 186
WSAC Chem Feed Loop verfications | 186
WSAC Chem Feed Hydro tanks & piping | 186
Install WSAC Chemical Feed Floor Frame | 186
WSAC Chem Feed I&C checks | 186
WSAC Chem Feed Chemical pump/skid checks | 186
TO PKG #25 WSAC CHEM FEED | 186
Install WSAC Chemical Feed [772] Enclosure (NIGHT SHIFT) | 186
F/R/P WSAC Chem Feed Enclosure [772] Fdn | 186
CT 1A Fire Protection | 185
CT 1C Fire Protection | 185
CT 1-C FIRE PROTECTION | 185
CT 1A Fire Protection Construction Completion Walk | 185
CT 1C Fire Protection Construction Completion Walk | 185
CT 1B First fire | 185
CT 1-B FIRE PROTECTION | 185
CT 1A Fire Protection Pre-Commission and Restoration Walk | 185
CT 1A Fire Protection Pre-Commissioning | 185
514 CT 1A FIRE PROTECTION | 185
CT 1-A FIRE PROTECTION | 185
CT 1B Fire Protection | 185
CT 1A First fire | 185
CT 1B Fire Protection Construction Completion Walk | 185
CT 1C First fire | 185
514 - CT 1A FIRE PROTECTION | 185
Engineering Deliverable- SST Calcs to support procurement | 184
Engineering Deliverable- GSU Calcs to support procurement | 184
Kiewit Power Engineering & Procurement Schedule - LVL1 | 184
Kiewit Power Engineering & Procurement Schedule | 184
HRSG C Ammonia Injection Complete PS-1 Punchlist Items | 183
Hydrogen & CO2 Complete PS-1 Punchlist Items | 183
HRSG B Ammonia Injection Complete PS-1 Punchlist Items | 183
STG Air Extraction System Complete PS-1 Punchlist Items | 183
Common Chemical Feed Complete PS-1 Punchlist Items | 183
HRSG Chemical Feed 1A Complete PS-1 Punchlist Items | 183
Nitrogen System Complete PS-1 Punchlist Items | 183
STG Gland Steam System Complete PS-1 Punchlist Items | 183
Cooling Tower Chem Feed Complete PS-1 Punchlist Items | 183
STG Hydrogen Seal Oil Complete PS-1 Punchlist Items | 183
STG Hydrogen Cooling System Complete PS-1 Punchlist Items | 183
Ammonia Storage and Transfer Complete PS-1 Punchlist Items | 183
HRSG Chemical Feed 1C Complete PS-1 Punchlist Items | 183
HRSG A Ammonia Injection Complete PS-1 Punchlist Items | 183
HRSG Chemical Feed 1B Complete PS-1 Punchlist Items | 183
Install CTG 1A SEE/SFC Package [805] | 182
F/R/P CTG 1A SEE/SFC Package [805] Fdn | 182
F/R/P CTG 1B SEE/SFC Package [815] Fdn | 182
Install CTG 1B SEE/SFC Package [805] | 182
Install CTG 1C SEE/SFC Package [805] | 182
F/R/P CTG 1C SEE/SFC Package [805] Fdn | 182
Fire Water/ Hydrants | 181
Fire Water/ Hydrants Pressure up underground fire loop | 181
Fire Water System Restore hydrants from flushing | 181
TO PKG #12 FIRE WATER/HYDRANTS | 181
Fire Water System Flush undergound firewater loop | 181
TO PKG #201 FIRE WATER/HYDRANTS | 181
Fire Water System Prep hydrants for flushing | 181
Welding Condenser and LP Casing | 180
Install Condenser Tube Bundles & Tack Off | 180
STG Condenser Internal Support Welding | 180
Weldout Condenser Tube bundle Plates | 180
Setting and Welding Cooler Casings | 180
STG Condenser Fdn Prep Work (sole pl, temp bm base, fdn rail, cond sump) | 180
Weldout Condenser to Sump | 180
Install HRSG 1A Expansion Joints (From CT to Damper, Damper to HRSG and Bypass Stack) | 179
Install HRSG 1C Damper | 179
Install HRSG 1C Bypass Expansion Joint (from CT to Damer, Damper to HRSG, and Damper to Bypass Stack) | 179
Install HRSG 1A Damper | 179
Install HRSG 1B Bypass Expansion Joints (from CT to Damper, from Damer to HRSG and from Damper to Bypass) | 179
Install HRSG 1C Damper Support Steel | 179
HRSG A,B,C Bypass Damper Delivery | 179
Install HRSG 1B Damper Support Steel | 179
Install HRSG 1B Damper | 179
Install HRSG 1A Damper Support Steel | 179
F/R/P Pond PDC Fdn [007/825] | 178
F/R/P CW Pipe Support Fdns | 178
F/R/P CW Bridge Fdn [941] | 178
F/R/P Comp Gas Bottle Strg Shelter [104] Fdn | 178
F/R/P MH #10 (North of 5kV Bldg) | 178
F/R/P Fuel Oil Fire Prot Foam House [191] Fdn | 178
F/R/P Fuel Oil Fire Prot Elect Enclosure [192] Fdn | 178
F/R/P Admin [001]/Control [002]/Whs [004] [008] Fdn | 178
F/R/P Bypass Stack 1A WW Collection Sump [033] Precast Fdn | 178
F/R/P STG GSU WW Collection Sump [033] Fdn | 178
F/R/P Cycle Chemical Feed Bldg [143] Fdn | 178
F/R/P Waste Oil Storage Shelter [096] Fdn | 178
F/R/P STG Air Comp/Recv/Dryer & Bldg [140/141/142] Fdns | 178
Install HRSG 1C Blowdown Sump Pumps [158] | 177
Install HRSG 1A Fdwtr Preheater Pumps [161] | 177
Install HRSG 1C Fdwtr Preheater Pump (161) | 177
Install HRSG 1A Blowdown Sump Pumps [158] | 177
Install HRSG 1B Fdwtr Preheater Pumps [161] | 177
Install HRSG 1B Blowdown Sump Pumps [158] | 177
Install Shell Fittings and Assessories - Tank B | 176
Install Roof Fittings and Assessories - Tank B | 176
Install Shell Fittings and Assessories - Tank A | 176
Install Roof and Vacuum Test Top - Tank B | 176
Install Roof and Vacuum Test Top - Tank A | 176
Install Roof Fittings and Assessories - Tank A | 176
CSB T/O Group #7 IFFR ARM | 175
CSB T/O Group #3 IFFR CFD | 175
CSB T/O Group #3 IFFR CCF | 175
CSB T/O Group #6 IFFR CND | 175
CSB T/O Group #2 IFFR INA (Unit C) | 175
CSB T/O Group #2 IFFR CCW (last pkg) | 175
CSB T/O Group #2 IFFR INA (Unit B) | 175
CSB T/O Group #6 IFFR AQA | 175
CSB T/O Group #2 IFFR WDR | 175
CSB T/O Group #1 IFFR LOS | 175
CSB T/O Group #2 IFFR INA (Comp Bldg) | 175
CSB T/O Group #2 IFFR DWS | 175
CSB T/O Group #7 IFFR GST | 175
CSB T/O Group #2 IFFR INA (Unit A) | 175
CSB T/O Group #4 IFFR PWS | 175
CSB T/O Group #4 IFFR FOL | 175
CSB T/O Group #3 IFFR BDN | 175
CSB T/O Group #2 IFFR INA (STG) | 175
CSB T/O Group #8 IFFR CMG - Nitrogen | 175
CSB T/O Group #2 IFFR INA (BOP includes intake) | 175
CSB T/O Group #2 IFFR INA (DEMIN) | 175
CSB T/O Group #6 IFFR CWS | 175
CSB T/O Group #2 IFFR INA (WSAC) | 175
CSB T/O Group #5 IFFR FGS | 175
CSB T/O Group #5 IFFR CTP | 175
CSB T/O Group #7 IFFR STP | 175
CSB T/O Group #8 IFFR SDR | 175
CSB T/O Group #8 IFFR SWS | 175
CSB T/O Group #8 IFFR CMG - Hydrogen | 175
CSB T/O Group #1 IFFR FPS | 175
CSB T/O Group #7 IFFR SMP | 175
A/G Circ Wtr Piping Owner Review | 174
A/G Circ Wtr Piping - Issue Vendor for Owner Approval | 174
U/G Circ Wtr Piping - Internal Review / Revise | 174
U/G Circ Wtr Piping Owner Review | 174
U/G Circ Wtr Piping - Issue Vendor for Owner Approval | 174
A/G Circ Wtr Piping - Internal Review / Revise | 174
Piping Specialties - Owner Review | 174
Piping Specialties - Internal Review / Revise | 174
General Service Piping - Internal/Owner Review / Revise | 174
Install STG Elect Bldg Area U/G Pipe Branch Lines (NIGHT SHIFT) | 173
Install STG Air Removal [452] A/G Pipe - LB | 173
Install STG Cond #2 [471] A/G SB Pipe | 173
Install STG Area CCW [464] SB A/G Pipe | 173
Install STG Area CCW [464] LB A/G Pipe | 173
Install STG INA SB [543] A/G Pipe | 173
Install STG Fire Prot [572] A/G Pipe - LB | 173
Install STG Cond #2 [471] A/G LB Pipe | 173
Install Ctrl Bldg Area U/G Pipe | 173
Install PIV Blockout - STG Area | 173
Install STG Air Removal [452] Pipe - SB | 173
Install STG Area U/G Pipe Branch Lines | 173
Non-Seg Bus Duct - Review / Revise / IFP/IFOR | 172
Non-Segregated Bus Duct Foundation | 172
Non-Seg Bus Duct - Review Vendor Drawings / Return (EL) | 172
Non-Seg Bus Duct- Vendor Submit Drawings (ST) | 172
Non-Seg Bus Duct - Negotiate / Award / IFC | 172
Non-Seg Bus Duct -Receive Vendor Proposals | 172
Install STG Non-Seg Bus Duct Support Steel | 172
Non-Seg Bus Duct - Vendor Fab/Delivery | 172
Non-Seg Bus Duct - Internal Review / Revise | 172
Non-Seg Bus Duct - Issue Vendor for Owner Approval | 172
Install 5kV Bldg Non Seg Bus Duct A & B | 172
Non-Seg Bus Duct - Review Vendor Drawings / Return (ST) | 172
Non-Seg Bus Duct - Vendor Submit Drawings (EL) | 172
Non-Seg Bus Duct - Prepare Spec / IFR | 172
Non-Seg Bus Duct Fndn - Revise / IFC | 172
Non-Seg Bus Duct Fndn - Internal Review | 172
Non-Seg Bus Duct Fndn - Design / IFR / IFOA | 172
Non-Segregated Bus Duct | 172
Install CTG 1A SB INA A/G Pipe & Supports (SPG Provided) | 171
Install CTG 1B SB INA A/G Pipe & Supports (SPG Provided) | 171
Install CTG 1B Water Injection I/C Pipe & Supports (SPG Provided) | 171
Install CTG 1C Water Injection I/C Pipe & Supports (SPG Provided) | 171
Install CTG 1A Water Injection I/C Pipe & Supports (SPG Provided) | 171
Install CTG 1B SB Misc Drains Pipe & Supports (SPG Provided) | 171
Install CTG 1C SB Misc Drains Pipe & Supports (SPG Provided) | 171
Delivery of IAS Pipe to support CTG 1A Foundation | 171
Install CTG 1A SB Misc Drains Pipe & Supports (SPG Provided) | 171
Install CTG 1C Area INA [543] A/G Pipe & Supports (SPG Provided) | 171
FAA Notification - Cranes | 170
PGN Issue to Agency - FAA Notification - Cranes | 170
FAA Notification - Stacks | 170
Agency Issue Permit - FAA Notification - Cranes | 170
10 Day Agency Notification | 170
FAA NOTIFICATION | 170
Obtain Rail Pre-clearance notification(s) | 170
Notification to Siemens for Foundation Review | 170
Install CTG 1C CT Air Inlet Filter & Evap Cooler (105) Includes struct. Steel | 169
F/R/P CTG 1A Air Inlet Filter [105] Foundation | 169
F/R/P CTG 1C Air Inlet Filter [105] Foundation | 169
Install CTG 1A CT Air Inlet Filter [105] (including struct steel) | 169
Install CTG 1B CT Air Inlet Filter & Evap [105] (including Struct steel) | 169
F/R/P CTG 1B Air Inlet Filter [105] Foundation | 169
B/E/A Cable | 168
Release of Circuits for Routing Large Power Cables | 168
Deliver Cable | 168
Wire and Cable | 168
Deliver Cable Tray | 168
F/R/P Misc. Pads and Stoops | 167
F/R/P HRSG 1B Equipment Pads East Side | 167
F/R/P HRSG 1C Equipment Pads East Side | 167
F/R/P HRSG 1A Equipment Pads East Side | 167
F/R/P HRSG 1A Stair Pads | 167
F/R/P S Road Hydrogen Trailer Storage [112] Pad (Conc Pvng) | 167
F/R/P Demin Water Tank Trailer [097] Pad | 167
Fab and Deliver BOP Steel Platforms | 166
HF LEE FACILITY BOP | 166
BOP | 166
BOP AREA | 166
BOP - NORTH | 166
BOP - EAST | 166
BOP - SOUTH | 166
BOP - WEST | 166
Install STG Rack Low Pressure Steam Pipe [443] SB | 165
Install STG Rack HRH Steam [442] LB Pipe | 165
Install STG Steam Turbine Drains Tank [060] | 165
Install STG Rack HP Steam [441] Pipe SB | 165
Install STG Rack Low Pressure Steam [443] LB Pipe | 165
Install STG Area Misc Steam Turbine Piping [439] - SB | 165
Install STG Rack Aux Steam SB Piping [449] | 165
Install STG Rack Aux Steam LB Piping [449] | 165
Install STG Rack HRH Steam [442] Pipe SB | 165
Install STG Rack Cold Reheat [444] Steam Pipe SB | 165
Install STG Elect Bldg Aux Boiler Equipment [172/185] | 165
Install STG Rack Cold Reheat [444] Steam LB Pipe | 165
Install STG Rack HP Steam [441] LB Pipe | 165
Install STG Area Misc Steam Turbine Pipe [439] - LB | 165
STG Misc Platform Steel - Revise / IFC | 164
Fab and Deliver STG Non-Seg Support Steel | 164
STG Non-Seg Support Steel - Revise / IFC | 164
STG Non-Seg Support Steel - Internal Review | 164
STG Non-Seg Support Steel - Design / IFR / IFOA | 164
STG Non-seg Support Steel | 164
STG Misc Platform Steel - Design / IFR / IFOA | 164
STG Misc Platform Steel - Internal Review | 164
Line List | 163
Issue Line List - Final | 163
One Lines | 163
Overall One Line -IFOA | 163
Three Lines | 163
Overall One Lines | 163
Overall One Line | 163
Main Rack Fndn - Revise / IFC | 162
STG Rack Fndn - Revise / IFC | 162
Main Rack Fndn - Design / IFR / IFOA | 162
STG Rack Steel - Revise / IFC | 162
STG Rack Steel - Design / IFR / IFOA | 162
STG Rack Fndn - Design / IFR / IFOA | 162
Finger Rack Steel - Revise / IFC | 162
Finger Rack Steel - Design / IFR / IFOA | 162
Engineering Milestone - STG RACK STEEL IFC | 162
Finger Rack Fndn - Revise / IFC | 162
Finger Rack Fndn - Design / IFR / IFOA | 162
Engineering Milestone - STG RACK FOUNDATION IFC | 162
Complete Switchyard Conduit, Grounding | 161
Complete Station Service Conduit, Grounding, Overhead | 161
Transmission Ground Grid Ready to Tie Into | 161
Transmission Installation of Tie Wires Complete | 161
Install Downcommers and Ground Connections | 161
Aux Steam Piping Complete PS-1 Punchlist Items | 160
Aux Boiler Blowdown Complete PS-1 Punchlist Items | 160
Combustion Turbine 1B Complete PS-1 Punchlist Items | 160
Combustion Turbine 1C Complete PS-1 Punchlist Items | 160
Steam Turbine Generator Complete PS-1 Punchlist Items | 160
Aux Boiler & Piping Complete PS-1 Punchlist Items | 160
Aux Boiler Gas Complete PS-1 Punchlist Items | 160
Combustion Turbine 1A Complete PS-1 Punchlist Items | 160
Aux Boiler Chem Feed Complete PS-1 Punchlist Items | 160
Instrument Air (STG) Notification of Turnover Walk to PGN | 159
Instrument Air (Main Header) Notification of Turnover Walk to PGN | 159
Instrument Air (Condenser) Notification of Turnover Walk to PGN | 159
Instrument Air (STG) System Turnover Walk with PGN | 159
Instrument Air CT-1C Notification of Turnover Walk to PGN | 159
Instrument Air CT-1C System Turnover Walk with PGN | 159
Instrument Air (Main Header) System Turnover Walk with PGN | 159
Instrument Air CT-1B System Turnover Walk with PGN | 159
Instrument Air CT-1B Notification of Turnover Walk to PGN | 159
Instrument Air System Notification of Turnover Walk to PGN | 159
Instrument Air System System Turnover Walk with PGN | 159
Instrument Air System Turnover Walk with PGN | 159
Instrument Air Notification of Turnover Walk to PGN | 159
Instrument Air (Condenser) System Turnover Walk with PGN | 159
Instrument Air CT-1A Notification of Turnover Walk to PGN | 159
Instrument Air CT-1A System Turnover Walk with PGN | 159
LPS System LB - Prelim Stress Analysis | 158
HPS System SB - Final Stress Analysis | 158
HPS System SB - Prelim Stress Analysis | 158
LPS System LB - Final Stress Analysis | 158
STP System SB - Final Stress Analysis | 158
HPS System LB - Prelim Stress Analysis | 158
STP System LB - Prelim Stress Analysis | 158
STP System LB - Final Stress Analysis | 158
HPS System LB - Final Stress Analysis | 158
STP System SB - Prelim Stress Analysis | 158
LPS System SB - Prelim Stress Analysis | 158
LPS System SB - Final Stress Analysis | 158
FG Dew Point Heater Foundation - Revise / IFC | 157
FG Dew Point Heater - Prepare Spec / IFR | 157
FG Dew Point Heater - Internal Review / Revise | 157
FG Dew Point Heater - Review / Revise / IFP/IFOR | 157
FG Dew Point Heater -Receive Vendor Proposals | 157
FG Dew Point Heater - Technical Bid Analysis | 157
FG Dew Point Heater - Negotiate / Award / IFC | 157
FG Dew Point Heater Foundation - Receive Owner Comments | 157
FG Dew Point Heater - Vendor Submit Drawings (ST) | 157
FG Dew Point Heater - Vendor Submit Drawings (ME) | 157
FG Dew Point Heater - Vendor Fab/Delivery | 157
FG Dew Point Heater Foundation - Internal Review | 157
FG Dew Point Heater Foundation - Design / IFR / IFOA | 157
FG Dew Point Heater - Issue Vendor for Owner Approval | 157
FG Dew Point Heater - Vendor Submit Drawings (EL) | 157
FG Dew Point Heater - Owner Review | 157
FG Dew Point Heater - Review Vendor Drawings / Return (EL) | 157
FG Dew Point Heater - Review Vendor Drawings / Return (ME) | 157
FG Dew Point Heater - Review Vendor Drawings / Return (ST) | 157
Intake/Discharge Area Steel - Receive Owner Comments | 156
Intake/Discharge Area Steel - Design / IFR / IFOA | 156
Intake/Discharge Area Steel - Revise / IFC | 156
Intake Pipe Supports/CW Access Steel | 156
Intake Structural Steel - Design / IFR / IFOA | 156
Intake Structural Steel - Internal Review | 156
Intake Structural Steel - Receive Owner Comments | 156
Intake Structural Steel - Revise / IFC | 156
Intake/Discharge Area Steel - Internal Review | 156
Intake Structural Steel | 156
UG Pipe Subgrade - WSAC Area | 155
UG Pipe Backfill - WSAC Area | 155
Install WSAC Area Spray Pipe - (Vendor Provided) | 155
UG Pipe Excavation - FO Tank to WCCC | 155
WSAC Piping | 155
UG Pipe Backfill - FO Tank to WCCC | 155
Compressed Gas - N2 Supply (546) | 154
Compressed Gas - H2 & CO2 Supply (547) | 154
Fab and Deliver Compressed Gas - N2 Supply [546] | 154
Install STG Compressed Gas System CO2 & H2 | 154
Fab and Delivery Compressed Gas - H2 & CO2 Supply [547] | 154
Delivery of Compressed Gas Bottle Storage | 154
Compressed Gas | 154
Compressed Air System | 154
Install STG Compressed Gas - H2 & CO2 [547] A/G Pipe | 154
Install Instrument Air CT 1-B Cable Tray / Conduit | 153
Install Condensate System Cable Tray / Conduit | 153
Install Instrument Air ( Compressors & Dryers) Cable Tray / Conduit | 153
Install STG LO System Cable Tray / Conduit | 153
Install Nitrogen System Cable Tray / Conduit | 153
Install Instrument Air CT 1-C Cable Tray / Conduit | 153
Install Common Chemical Feed Cable Tray / Conduit | 153
Install Sample System Cable Tray / Conduit | 153
Install Cooling Tower Chem Feed Cable Tray / Conduit | 153
Install Demin #2 (@ STG Area) Cable Tray / Conduit | 153
Install Instrument Air (STG) Cable Tray / Conduit | 153
Install CCW #2 (@ STG Area) Cable Tray / Conduit | 153
(IA)Start & Complete Run In / Verify Pressure Settings (I&C) | 152
I&C Calibrations | 152
Closed Cooling Water WSAC I&C calibiration checks | 152
Closed Cooling Water I&C calibiration checks | 152
RO Water Supply I&C calbiration checks | 152
I&C Calibration Checks | 152
Condensate System I&C calibrations | 152
Gas System Common I&C calibration checks | 152
FO Tank I&C checks on tank & off loading station instrumentation | 152
Condenser I&C calibiration checks | 152
Circ Water I&C Calibiration checks | 152
Final Clean-up / Fine Grade BOP West | 151
Final Area Clean-up / Rock / Sloping / Etc. | 151
Final Site Clean-up / Rock | 151
Clean - up / Fine Grade | 151
Final Clean-up / Rock | 151
Final Clean-up / Rock / BOP East | 151
Clear & Grub Fine Grade Site for Completion | 151
HRSG Steam Side 2 Pre-Commissioning | 150
HRSG Steam Side 1 Pre-Commissioning | 150
HRSG Steam Side 3 Pre-Commissioning | 150
Steam Low Press Pre-Commissioning | 150
Steam High Press Pre-Commissioning | 150
Steam Cold Reheat Pre-Commissioning | 150
Steam Hot Reheat Pre-Commissioning | 150
Install Contaiment Tank SR-3 - FO Tank | 149
Install SR-4 - Tank B | 149
Install SR-3 - Tank B | 149
Install Contaiment Tank SR-5 - FO Tank | 149
Install Contaiment Tank SR-4 - FO Tank | 149
Install SR-2 - Tank A | 149
Install SR-2 - Tank B | 149
Install Tank bottom for Tank B and Prep for Installation of SR-1 | 149
Install Tank bottom for Tank A and Prep for Installation of SR-1 | 149
Install Containment Tank SR-2 - FO Tank | 149
Install SR-4 - Tank A | 149
Install Primary Tank SR-5 - FO Tank | 149
Install Primary Tank SR-4 - FO Tank | 149
Install Containment Tank Bottom and Prep for Installation of SR-1 - FO Tank | 149
Install Primary Tank SR-2 - FO Tank | 149
Install SR-3 - Tank A | 149
Install Primary Tank SR-3 - FO Tank | 149
Aux Boiler & Piping I&C Calibration checks | 148
AUX Steam Piping I&C Calibration checks | 148
Aux Boiler & Piping Wiring /Term checks | 148
Aux Boiler Piping Steel | 148
Aux Boiler PIping Steel - Design / IFR / IFOA | 148
Aux Boiler Piping Steel - Internal Review | 148
Aux Boiler Piping Steel - Receive Owner Comments | 148
Aux Boiler Piping Steel - Revise / IFC | 148
Aux Boiler & Piping Loop checks | 148
UNDERGROUND ELECTRICAL | 147
ABOVE GROUND ELECTRICAL (Includes: Wire Pulling through Duct Banks & All A/G) | 147
UNDERGROUND ELECTRICAL (Includes: Ductbank & Vaults) | 147
Underground | 147
UNDERGROUND FRANGENT | 147
F/R/P Intake Strucutre Wall #1 El. 482.50 | 146
Strip Intake Structure Wall #1 | 146
F/R/P Intake Structure Wall #2 | 146
Strip Intake Structure Wall #2 | 146
F/R/P Intake Structure Wall #3 | 146
Strip Intake Structure Wall #3 | 146
Ammonia Storage and Transfer Pre-Commissioning | 145
Ammonia Storage | 145
Ammonia Storage Access | 145
Ammonia Storage and Transfer Construction Completion Walk | 145
TO PKG #59 AMMONIA STORAGE AND TRANSFER | 145
Install Ammonia Storage and Transfer Instruments | 145
Ammonia Storage and Transfer Fill with water and test system | 145
Install Ammonia Storage and Transfer Cable Tray / Conduit | 145
Ammonia Storage and Transfer Loop verfications | 145
Install Ammonia Storage and Transfer Tubing | 145
Ammonia Storage and Transfer Fill tank | 145
Ammonia Storage and Transfer Balance fans | 145
Ammonia Storage and Transfer Lubricate motor & pumps | 145
Terminate Ammonia Storage and Transfer Cable | 145
Pull Ammonia Storage and Transfer Cable | 145
AMMONIA STORAGE AND TRANSFER | 145
Ammonia Storage and Transfer PDMA motors | 145
Ammonia Storage and Transfer Wire/Term checks | 145
Ammonia Storage and Transfer Complete Turnover Package | 145
Ammonia Storage and Transfer Turnover System | 145
TO PKG #615 AMMONIA STORAGE AND TRANSFER | 145
Ammonia Storage and Transfer Pre-Commission and Restoration Walk | 145
Ammonia Storage and Transfer | 145
UG Fire Protection - Negotiate / Award / IFC | 144
UG Fire Protection- Internal Review | 144
UG Fire Protection - Owner Review | 144
UG Fire Protection - Prepare Spec / IFR | 144
UG Fire Protection- Internal Review / Revise / IFP/IFOR | 144
Fire Protection- Internal Review / Revise | 144
Fire Protection - Review / Revise / IFP/IFOR | 144
Fire Protection -Negotiate / Award / IFC | 144
Fire Protection - Owner Review | 144
Fire Protection - Prepare Spec / IFR | 144
Mechanical Design Criteria - Prelim / IFR | 143
Design Criteria - Structural | 143
Design Criteria - Structural - Preliminary | 143
Design Criteria - Structural - Final | 143
Mechanical Design Criteria - Final / IFC | 143
Design Criteria | 143
Design Criteria - Controls | 143
Design Criteria - Civil - Final | 143
Design Criteria - Civil - Preliminary | 143
Design Criteria - Civil | 143
Review Bids for Underground Fire Water Pipe | 142
Fire Protection Piping across Canal [572] | 142
Complete Final U/G Fire Water Flowrate Test | 142
Delivery of Underground Fire Water Pipe | 142
Hydro Test U/G Fire Water Pipe | 142
FO Tank Fire Protection flow test and foam concentration test | 142
FO Tank Fire Protection Prep & flush supply piping | 142
Install/Repair U/G Fire Water Pipe | 142
Procure U/G Fire Water Pipe Material | 142
Develop U/G Fire Water Pipe Repair Plan | 142
WSAC | 141
$-Complete WSAC Equipment, including piping, electrical, instrumentation and controls | 141
Install WSAC Appoxy Floor Coating | 141
WSAC Mechanical | 141
Install WSAC Screen | 141
IA at WSAC | 141
Fab & Delivery WSAC Screen | 141
WSAC AREA | 141
Pull Wire FP-305 | 140
Pull Wire FP-309 | 140
Pull Wire FP-307 | 140
Pull Wire FP-601 | 140
Pull Wire FP-604 | 140
Pull Wire FP-403 | 140
Pull Wire FP-602 | 140
Pull Wire FP-301 | 140
Pull Wire FP-203 | 140
Pull Wire FP-206 | 140
Pull Wire FP-209-01C | 140
Pull Wire FP-303 | 140
Pull Wire FP-304 | 140
Pull Wire FP-401 | 140
Pull Wire FP-202 | 140
Pull Wire FP-503 | 140
Pull Wire FP-212 | 140
Pull Wire FP-315 | 140
Pull Wire FP-404 | 140
Pull Wire FP-213 | 140
Pull Wire FP-201 | 140
Pull Wire FP-312 | 140
Pull Wire FP-502 | 140
Pull Wire FP-501 | 140
Pull Wire FP-316 | 140
Pull Wire FP-310 | 140
Pull Wire FP-204 | 140
Pull Wire FP-308 | 140
Pull Wire FP-311 | 140
Pull Wire FP-313 | 140
Pull Wire FP-205 | 140
Pull Wire FP-314 | 140
Pull Wire FP-211 | 140
Pull Wire FP-306 | 140
Pull Wire FP-208 | 140
Pull Wire FP-210 | 140
Pull Wire FP-603 | 140
Pull Wire FP-605 | 140
Pull Wire FP-207 | 140
Build / Pave South Roads Incl Trlr Strg [112] | 139
TO PKG #92 PLANT ROADS | 139
Pave New Access Road To SC | 139
Build / Pave North Roads | 139
Build / Pave Road East of C/L 1C | 139
Top Coat Pave WCSC Access Road | 139
Build / Pave East Road Incl Trailer Strg [097] | 139
Build / Pave Road East of C/L 1B | 139
Build / Pave Road East of C/L 1A | 139
Build / Pave West Road | 139
HRSG C Ammonia Injection Turnover System | 138
HRSG C Ammonia Injection Complete Turnover Package | 138
HRSG B Ammonia Injection Notification of Turnover Walk to PGN | 138
HRSG A Ammonia Injection Turnover System | 138
HRSG A Ammonia Injection System Turnover Walk with PGN | 138
HRSG A Ammonia Injection Notification of Turnover Walk to PGN | 138
HRSG B Ammonia Injection Complete Turnover Package | 138
HRSG B Ammonia Injection Turnover System | 138
HRSG C Ammonia Injection Notification of Turnover Walk to PGN | 138
HRSG A Ammonia Injection Complete Turnover Package | 138
HRSG C Ammonia Injection System Turnover Walk with PGN | 138
HRSG B Ammonia Injection System Turnover Walk with PGN | 138
Pre-Engineered Electrical Bldgs - Prepare Spec / IFR | 137
Pre-Engineered Electrical Bldgs - Review Vendor Drawings /Return (ST) | 137
Pre-Engineered Electrical Bldgs - Internal Review / Revise | 137
Pre-Engineered Electrical Bldgs - Negotiate / Award / IFC | 137
Pre-Engineered Electrical Bldgs - Vendor Submit Drawings (ST) | 137
Pre-Engineered Electrical Bldgs - Owner Review | 137
Pre-Engineered Electrical Bldgs - Technical Bid Analysis | 137
Pre-Engineered Electrical Bldgs - Review Comments / Revise / IFP / IFOR | 137
Pre-Engineered Electrical Bldgs - Receive Vendor Proposals | 137
Admin/Warehouse Bldg - Prepare Spec / IFR/IFOR | 137
F/R/P MH #6 (Road East of C/L 1C @ Rack) | 136
F/R/P MH #3 (S Road & Road East of C/L 1C) | 136
Set MH #9 (Road East of C/L 1B @ N End) | 136
F/R/P MH #4 (Road East of C/L 1A @ Rack) | 136
Set MH #8 (Road East of C/L 1A @ N End) | 136
F/R/P MH #1 (S Road & Road East of C/L 1A) | 136
F/R/P MH #2 (S Road & Road East of C/L 1B) | 136
F/R/P MH #7 (S Road & East Road) | 136
F/R/P MH #5 (Road East of C/L 1B @ Rack) | 136
Station Service Transformers Construction Completion Walk | 135
Station Service Transformers | 135
Station Service Transformer Foundation | 135
Station Service Transformer | 135
Station Service Transformer Perform Intergity Testing | 135
TO PKG #102 STATION SERVICE TRANSFORMERS | 135
Station Service Transformer Dress out transformer (see transmission sch) | 135
Station Service Transformers Turnover System | 135
TO PKG #02 STATION SERVICE TRANSFORMERS | 135
Station Service Transformers System Turnover Walk with PGN | 135
Station Service Transformers Pre-Commissioning | 135
Station Service Transformers Notification of Turnover Walk to PGN | 135
Station Service Transformers Pre-Commission and Restoration Walk | 135
102 - Station Service Transformers | 135
Station Service Transformer Wiring checks to fans & alarms | 135
Deliver Grounding | 134
GROUNDING | 134
HRSG Fine Grade for Grounding | 134
Grounding Layouts / Lightning Protection Layouts | 134
Install Grounding | 134
TO PKG #718 GROUNDING | 134
TO PKG #100 GROUNDING | 134
Grounding Calculations | 134
STG Neutral Ground Resistor | 134
Fine Grade for Grounding | 134
Grounding | 134
B/E/A Grounding | 134
Grounding Test grounding system | 134
Aboveground | 134
Catholic Protection Perform grounding test | 134
Insulate CTG 1A Pipe & Equipment | 133
Insulate CTG 1C Pipe & Equipment | 133
Insulate CTG 1B Pipe & Equipment | 133
Insulate HRSG 1C Pipe & Equipment | 133
Insulate HRSG 1A Pipe & Equipment | 133
Insulate STG Pipe & Equipment | 133
Insulate HRSG 1B Pipe & Equipment | 133
Filter Press Precast Manhole - Revise / IFC | 132
Filter Press Precast Manhole - Design / IFR / IFOA | 132
Manholes (Precast) - Issue MCR | 132
Filter Press Precast Manhole - Internal Review | 132
Precast Pits | 132
Filter Press Precast Manhole | 132
F/R/P Admin Unloading Dock and Concrete Paving (PCO#3) | 131
Concrete and Area Paving Turnover System | 131
Process Concrete for Site Removal | 131
Concrete | 131
Demo Concrete from Rebar at Columns | 131
CONCRETE | 131
TO PKG #95 CONCRETE AND AREA PAVING | 131
Steam Hot Reheat Complete Turnover Package | 130
Steam Hot Reheat Turnover System | 130
Steam Hot Reheat System Turnover Walk with PGN | 130
Steam Hot Reheat Notification of Turnover Walk to PGN | 130
Steam Cold Reheat Turnover System | 130
Steam Cold Reheat System Turnover Walk with PGN | 130
Steam Cold Reheat Notification of Turnover Walk to PGN | 130
Steam Cold Reheat Complete Turnover Package | 130
Alignment Check HIP - LP Rotor | 129
Alignment Check HIP - LP | 129
Assemble Coupling Guard (HIP Side & Gen Side) | 129
Assemble Coupling HIP - LP | 129
Install and Adjust Assembled HIP Casing | 129
Align HIP and LP Rotor for LP Casing Clearance Check | 129
Horn Up Check for HIP Casing (if required) | 129
Sample Panel - Vendor Submit Drawings (ST) | 128
Sample Panel - Vendor Submit Drawings (ME) | 128
Sample Panel - Vendor Submit Drawings (EL) | 128
Sample Panel - Vendor Submit Drawings (IC) | 128
Sample Panel - Review Vendor Drawings / Return (ST) | 128
Sample Panel - Review Vendor Drawings / Return (ME) | 128
Sample Panel - Review Vendor Drawings / Return (EL) | 128
Sample Panel - Review Vendor Drawings / Return (IC) | 128
Utility bridge Piles - Owner Approval | 127
Utility bridge Access Steel - Revise / IFC | 127
Utility bridge Access Steel - Design / IFR / IFOA | 127
Utility bridge Foundation - Revise / IFC | 127
Utility bridge Piles - Revise / IFC | 127
Utility bridge Foundation - Design / IFR / IFOA | 127
Utility bridge Piles - Internal Review | 127
Utility bridge Piles - Design / IFR / IFOA | 127
$-Submit Level III Resource Loaded Schedule to owner for approval | 126
$-Submit Execution Plan- Group 1 | 126
$-Submit Execution Plan- Group 2 | 126
$-Owner approve Level III Resource Loaded Schedule | 126
$-Submit Schedule Management Plan for approval | 126
Pull Firewater Pumps Cable | 125
Terminate Fire Detection Cable | 125
Pull Fire Detection Cable | 125
Pull CT 1-C Fire Protection Cable | 125
Pull CT 1-B Fire Protection Cable | 125
Terminate Fuel Oil Tank Fire Protection Cable | 125
Pull Fuel Oil Tank Fire Protection Cable | 125
Terminate Firewater Pumps Cable | 125
Terminate CT 1-C Fire Protection Cable | 125
Terminate CT 1-B Fire Protection Cable | 125
Install HRSG 1A ductbank from MH #4 to MH #8- DB #8 | 124
Install Utility Corridor Ductbank to Rack | 124
Install CTG 1A Ductbank from MH #1 to MH #4- DB #4 | 124
Install Ductbank West from MH #10 | 124
Install Ductbank North of Manhole #9- DB #32 | 124
Install Fuel Tank Area Ductbank (DB 90) | 124
Install Ductbank North of STG Vault- DB # 17 | 124
Install Ductbank North of Manhole #8- DB# 31 | 124
Install Ductbank West & South of Control Room | 124
Install Ductbanks West and South of 5kV Building- DB #45 | 124
Install Filter Press Area Ductbank (including Exc/Conc/Back) | 124
Install S Road Ductbank from 5kV Vault to MH #1- DB #1 | 124
Install S Road Ductbank from 5kV Building to MH#2- DB #2 | 124
Install Ductbank MH #7 to Bridge- DB # 19 | 124
Install S Road Ductbank from 5kV Building to MH#3- DB #3 | 124
Install Ductbank from 5kV Building to MH #10 | 124
Install S Road Ductbank from MH #3 to MH #7- DB #7 | 124
Install Ductbank from MH#3 to Substation- DB#27 | 124
Steam Turbine Generator Notification of Turnover Walk to PGN | 123
Steam Turbine Generator System | 123
Steam Turbine Generator Complete Turnover Package | 123
Combustion Turbine Generator | 123
Steam Turbine Generator Pre-Commission and Restoration Walk | 123
TO PKG #708 STEAM TURBINE GENERATOR | 123
Steam Turbine Generator Construction Completion Walk | 123
STEAM TURBINE GENERATOR | 123
TO PKG #69 STEAM TURBINE GENERATOR | 123
Steam Turbine Generator Turnover System | 123
Heat Recovery Steam Generator | 123
Steam Turbine Generator System Turnover Walk with PGN | 123
Steam Turbine Generator | 123
Steam Turbine Generator Pre-Commissioning | 123
Install Steam Turbine Generator Tubing | 123
Install Steam Turbine Generator Instruments | 123
$-Unit 2 - Complete BOP Interconnecting Pipe (A/G) [CTG1B] | 122
$-Unit 1 - Complete BOP Interconnecting Pipe (A/G) [CTG1A] | 122
BOP Remote Interconnections | 122
BOP Power Block Interconnections | 122
$-Unit 3 - Complete BOP Interconnecting Pipe (A/G) [CTG1C] | 122
BOP Interconnections | 122
Connect Swale in South of Switchyard | 121
Finegrade Switchyard for Progress | 121
Switchyard Yard Rough Grade Complete | 121
Switchyard Cables Pulled & Termed in Control Room for Backfeed | 121
Switchyard Control Building Batteries/Chargers/Distribution Panels | 121
Set Remaining Switchyard Structures, Switches, Equipment | 121
Switchyard | 121
SWITCHYARD | 121
SWITCHYARD AREA | 121
Erect Switchyard Electrical [810] Enclosure | 121
TLGA PM & Engineering review route survey and supporting documents / drawings | 120
Complete Concrete Batch Plant Inspections (3 inspections - 1 at each facility) | 120
En Route clearance issues management (Including major civil work requirements) | 120
Conceptual Survey | 120
First Route Survey by TLGA Project Managers | 120
Conduct actual transportation toute survey and inspection | 120
Receive Final Survey | 120
Combustion Turbine 1C Tune & base load CTG | 119
Combustion Turbine 1B Synch CTG | 119
Combustion Turbine 1C Synch CTG | 119
$-Unit 2 - Combustion Turbine on Turning Gear [CTG1B] | 119
$-Unit 3 - Combustion Turbine on Turning Gear [CTG1C] | 119
$-Unit 1 - Combustion Turbine on Turning Gear [CTG1A] | 119
Combustion Turbine 1A Synch CTG | 119
Combustion Turbine 1A Tune & base load CTG | 119
Combustion Turbine 1B Tune & base load CTG | 119
Install Top Mat | 118
Install BMPs | 118
Install Geotextile Mat Phase 1 | 118
Hydrogen Trailer Separator Foundation - Recieve Owner Comments | 117
Hydrogen Trailer Separator Foundation - Revise / IFC | 117
Hydrogen & DW Fndns | 117
Hydrogen Trailer Foundation - Design / IFR / IFOA | 117
Hydrogen Foundations | 117
Hydrogen Trailer Separator Foundation - Internal Review | 117
Install SR 1 and Weld Vertical Weld Seams - Tank B | 116
SR-1 & SR-2 Weld Seams & Radiograph Test - Tank A | 116
SR-1 & SR-2 Weld Seams & Radiograph Test - Tank B | 116
Install SR-1 Primary Tank & Weld Vertical Seams - FO Tank | 116
SR-3 & SR-4 Weld Seams & Radiograph Test - Tank A | 116
Install SR 1 and Weld Vertical Weld Seams - Tank A | 116
SR-3 & SR-4 Weld Seams & Radiograph Test - Tank B | 116
Install SR-1 for Containment Tank and Weld Vertical Seams - FO Tank | 116
Vendor creates draft of permit application to NC DOT | 115
Vendor submits finalized permit application to NC DOT | 115
NPDES Permit | 115
NPDES Permit - Receive Permit | 115
STG Embedded Conduit- Internal Review | 114
STG Embedded Conduit - Design / Check / IFR / IFOA | 114
$-Issue Conduit/Raceway Layout Design - IFC | 114
CTG Embedded Conduit - Revise / IFC | 114
Embedded Conduit Layouts | 114
STG Embedded Conduit - Owner Review | 114
CTG Embedded Conduit - Owner Review | 114
CTG Embedded Conduit- Internal Review | 114
STG Embedded Conduit - Revise / IFC | 114
CTG Embedded Conduit - Design / Check / IFR / IFOA | 114
Install HRSG Chemical Feed 1B Tubing | 113
Install Cooling Tower Chem Feed Tubing | 113
Install Common Chemical Feed Tubing | 113
Install CCW #2 (@ STG Area) Tubing | 113
Install HRSG Chemical Feed 1A Tubing | 113
Install Demin #2 (@ STG Area) Tubing | 113
Install STG LO System Tubing | 113
Install Sample System Tubing | 113
Install HRSG Chemical Feed 1C Tubing | 113
Install Condensate System Tubing | 113
Install Gas System Common Tubing | 113
HRSG Isolation 1B (includes SC Stack) Notification of Turnover Walk to PGN | 112
HRSG Isolation 1A (includes SC Stack) Complete Turnover Package | 112
HRSG Isolation 1B (includes SC Stack) Complete Turnover Package | 112
HRSG Isolation 1B (includes SC Stack) System Turnover Walk with PGN | 112
HRSG Isolation 1C (includes SC Stack) System Turnover Walk with PGN | 112
HRSG Isolation 1B (includes SC Stack) Turnover System | 112
HRSG Isolation 1A (includes SC Stack) System Turnover Walk with PGN | 112
HRSG Isolation 1C (includes SC Stack) Turnover System | 112
HRSG Isolation 1C (includes SC Stack) Complete Turnover Package | 112
HRSG Isolation 1A (includes SC Stack) Notification of Turnover Walk to PGN | 112
HRSG Isolation 1C (includes SC Stack) Notification of Turnover Walk to PGN | 112
HRSG Isolation 1A (includes SC Stack) Turnover System | 112
Oil/WTR Separator Foundation - Revise / IFC | 111
Oil/Wtr Separator - Owner Review | 111
Oil/Wtr Separator - Internal Review / Revise | 111
Oil/Wtr Separator - Prepare Spec / IFR | 111
Oil/Wtr Separator - Technical Bid Analysis | 111
Oil/WTR Separator Foundation - Design / IFR / IFOA | 111
Oil/Wtr Separator - Issue Vendor for Owner Approval | 111
Oil/Wtr Separator - Vendor Fab/Delivery | 111
Oil/WTR Separator Foundation - Internal Review | 111
Oil/Wtr Separator - Review / Revise / IFP/IFOR | 111
Oil/WTR Separator Foundation - Receive Owner Comments | 111
Oil/Wtr Separator -Receive Vendor Proposals | 111
Water Balance - Receive Owner Comments | 110
WW Collection (cast in place) basin - Receive Owner Comments | 110
Waste Water Sump Fndn - Receive Owner Comments | 110
Precast Foundation (septic) - Receive Owner Comments | 110
Heat Balance - Receive Owner Comments | 110
Condensate Pit Fndn - Receive Owner Comments | 110
Filter Press Precast Manhole - Receive Owner Comments | 110
WW Collection (Precast) Sump - Receive Owner Comments | 110
Filter Press Encl Steel - Receive Owner Comments | 110
Filter Press Encl Fndn - Receive Owner Comments | 110
Instrument Air Perform piping air blows for cleaniness (I&C) | 109
Instrument Air (STG) Restore Piping | 109
Instrument Air CT 1B Blow piping | 109
Instrument Air CT 1B Prep piping for blows | 109
Instrunment Air CT-1A Blow piping | 109
Perform air blow on gas piping (all stages) | 109
Instrument Air (STG) Blow piping | 109
Instrument Air (STG) Prep pipe for cleaning | 109
Instrument Air Prep piping for air blows | 109
Prep piping for air blows | 109
Instrunment Air CT-1A Prep piping for blows | 109
Instrument Air CT 1C Prep piping for blows | 109
Instrument Air CT 1C Blow piping | 109
SST XFMRS - Vendor Fab/Deliver | 108
SST XFMRS - Owner Supply Vendor Shop Drawings (EL) | 108
GSU XFMRS - Owner Supply Vendor Shop Drawings (ST) | 108
GSU XFMRS - Owner Supply Vendor Shop Drawings (EL) | 108
CTG GSU XFMRS - Vendor Fab/Deliver | 108
STG GSU XFMRS - Vendor Fab/Deliver | 108
Owner Award GSU XFMRS | 108
Owner Award SST XFMRS | 108
SST XFMRS - Owner Supply Vendor Shop Drawings (ST) | 108
Fab and Deliver Fuel Oil Corridor Steel | 107
Fab and Deliver Aqueous Ammonia [255] | 107
Fab and Deliver LB Lube and Seal Oil Piping [434] | 107
Fab and Deliver Condensate [471] | 107
Fab and Deliver Cycle Chem Feed [516] | 107
Fab and Deliver WSAC Chem Feed [517] | 107
Fab and Deliver Instrument Air [543] LB | 107
Fab and Deliver Fuel Gas [561] | 107
Fab and Deliver Fuel Oil [562] | 107
Fab and Delivery Instrument Air [543] SB | 107
Master Specs (Front Ends) | 106
Switches - Prepare Spec / IFR | 106
CCWC - Prepare Spec / IFR | 106
CEMS - Prepare Spec / IFR | 106
CEMS - Review / Revise / IFP/ IFOR | 106
T/C & T/W's - Prepare Spec / IFR | 106
Sample Panel - Prepare Spec / IFR | 106
MV Switchgear - Prepare Spec / IFR | 106
LV Switchgear - Prepare Spec / IFR | 106
Prepare Spec / IFR - Master Specs (Front Ends) | 106
Condenser - Prepare Spec / IFR | 106
Lube Oil System CT-1C Turnover System | 105
Lube Oil System CT-1C Complete Turnover Package | 105
TO PKG #04 LUBE OIL SYSTEM CT-1C | 105
Lube Oil System CT-1C Pre-Commissioning | 105
Lube Oil System CT-1B Pre-Commissioning | 105
Lube Oil System CT-1B Complete Turnover Package | 105
TO PKG #101 LUBE OIL SYSTEM CT-1A | 105
Lube Oil System CT-1A | 105
104 - Lube Oil System - CT 1C | 105
TO PKG #03 LUBE OIL SYSTEM CT-1B | 105
Lube Oil System CT-1B Turnover System | 105
TO PKG #01 LUBE OIL SYSTEM CT-1A | 105
Lube Oil System CT-1A Turnover System | 105
Lube Oil System CT-1A Pre-Commissioning | 105
Lube Oil System CT-1A Complete Turnover Package | 105
Lube Oil System CT-1C | 105
103 - Lube Oil System - CT 1B | 105
TO PKG #104 LUBE OIL SYSTEM CT-1C | 105
Lube Oil System CT-1B | 105
101 - Lube Oil System - CT 1A | 105
TO PKG #103 LUBE OIL SYSTEM CT-1B | 105
Mob Demo Contractor | 104
incorporation | 104
$-Mobilize Piling Contractor (if required) | 104
Permitting | 104
Steam Hot Reheat Complete PS-1 Punchlist Items | 103
Steam High Press Complete PS-1 Punchlist Items | 103
Steam Low Press Complete PS-1 Punchlist Items | 103
STG LO System Complete PS-1 Punchlist Items | 103
DC Power Complete PS-1 Punchlist Items | 103
CCW #2 (@ STG AREA) Complete PS-1 Punchlist Items | 103
Steam Cold Reheat Complete PS-1 Punchlist Items | 103
Medium Voltage Complete PS-1 Punchlist Items | 103
CEMS 1A (Bypass Stack) Complete PS-1 Punchlist Items | 103
Low Voltage Complete PS-1 Punchlist Items | 103
DCS (to support backfeed) Complete PS-1 Punchlist Items | 103
Uninterruptible Power Complete PS-1 Punchlist Items | 103
Demin Storage & Transfer Complete PS-1 Punchlist Items | 103
High Voltage Complete PS-1 Punchlist Items | 103
DEMIN #2 (@ STG AREA) Complete PS-1 Punchlist Items | 103
Sample System Complete PS-1 Punchlist Items | 103
Condensate System #1 Complete PS-1 Punchlist Items | 103
Condensate System Complete PS-1 Punchlist Items | 103
CEMS 1B (Bypass Stack) Complete PS-1 Punchlist Items | 103
Grounding Complete PS-1 Punchlist Items | 103
Condenser Complete PS-1 Punchlist Items | 103
CEMS 1C (bypass stack) Complete PS-1 Punchlist Items | 103
STG HYDROGEN SEAL OIL | 102
Install STG Hydrogen Seal Oil Instruments | 102
Install STG Hydrogen Seal Oil Cable Tray / Conduit | 102
Pull STG Hydrogen Seal Oil Cable | 102
Terminate STG Hydrogen Seal Oil Cable | 102
Install STG Hydrogen Seal Oil Tubing | 102
STG Hydrogen Seal Oil Construction Completion Walk | 102
TO PKG #68 STG HYDROGEN SEAL OIL | 102
STG Hydrogen Seal Oil Pre-Commission and Restoration Walk | 102
TO PKG #707 STG HYDROGEN SEAL OIL | 102
STG Hydrogen Seal Oil | 102
STG Hydrogen Seal Oil Complete Turnover Package | 102
STG Hydrogen Seal Oil Turnover System | 102
STG Hydrogen Seal Oil System Turnover Walk with PGN | 102
STG Hydrogen Seal Oil Notification of Turnover Walk to PGN | 102
STG Hydrogen Seal Oil Pre-Commissioning | 102
Install STG Lube Oil Handrails / Grating | 101
Install / Bolt Out STG GSU Platform Steel (including handrails, grating, stairs, etc.) | 101
STG Load Bushings | 101
Assemble Bushing Current Transformers | 101
511 - CT 1-A FUEL GAS | 100
CT-1C Fuel Gas | 100
CT-1A Fuel Gas | 100
TO PKG #623 CT 1-B FUEL GAS | 100
TO PKG #89 CT 1-C FUEL GAS | 100
TO PKG #511 CT 1-A FUEL GAS | 100
CT 1-A FUEL GAS | 100
CT 1-C FUEL GAS | 100
CT 1-B FUEL GAS | 100
CT-1B Fuel Gas | 100
TO PKG #88 CT 1-B FUEL GAS | 100
TO PKG #624 CT 1-C FUEL GAS | 100
TO PKG #82 CT 1-A FUEL GAS | 100
Gantry Crane - Technical Bid Analysis | 99
Gantry Crane - Negotiate / Award / IFC | 99
Gantry Crane - Internal Review / Revise | 99
Gantry Crane | 99
STG Gantry Crane Steel | 99
Gantry Crane - Vendor Submit Drawings (EL) | 99
Gantry Crane - Review Vendor Drawings / Return (ST) | 99
Gantry Crane - Vendor Fab/Delivery | 99
Gantry Crane - Issue Vendor for Owner Approval | 99
Gantry Crane Structural Steel | 99
Gantry Crane - Owner Review | 99
Submit STG Gantry Crane Drawings to Vendor For Detailing | 99
Fab & Deliver STG Gantry Crane Rebar | 99
Gantry Crane Foundation - Internal Review | 99
Gantry Crane - Review Vendor Drawings / Return (EL) | 99
Gantry Crane - Vendor Submit Drawings (ST) | 99
DC Power Turnover System | 98
DC Power Complete Turnover Package | 98
Uninterruptible Power Complete Turnover Package | 98
Uninterruptible Power Turnover System | 98
DCS (to support backfeed) Turnover System | 98
DCS (to support backfeed) Complete Turnover Package | 98
DCS (to support backfeed) System Turnover Walk with PGN | 98
DCS (to support backfeed) Notification of Turnover Walk to PGN | 98
STG LO System Perform oil flush | 97
STG LO System Restore lube oil piping | 97
STG LO System Receive rental oil flush skid & piping | 97
Gas System Common Restore piping | 97
Common Fuel Oil Restore piping | 97
Common Fuel Oil Flush FO common piping | 97
Lube Oil Connect flushing piping | 97
Lube Oil Restore lube oil piping | 97
Assist STG Lube Oil [434] Pipe Lube Oil Flush and Restore | 97
Lube Oil Receive rental oil flush skid & piping | 97
STG LO System Connect flushing piping | 97
Cathodic Protection Complete PS-1 Punchlist Items | 96
Fire Detection Complete PS-1 Punchlist Items | 96
Duct Burners HRSG 1A Complete PS-1 Punchlist Items | 96
CT 1B Fire Protection Complete PS-1 Punchlist Items | 96
Duct Burners HRSG 1C Complete PS-1 Punchlist Items | 96
Heat Tracing Complete PS-1 Punchlist Items | 96
Duct Burners HRSG 1B Complete PS-1 Punchlist Items | 96
CT 1A Fire Protection Complete PS-1 Punchlist Items | 96
Plant Lightning Protection Complete PS-1 Punchlist Items | 96
CT 1C Fire Protection Complete PS-1 Punchlist Items | 96
WAYNE COUNTY COMBINED CYCLE PROJECT SCHEDULE | 95
Coordinate a Pre-haul meeting with NC DOT | 95
Traffic control planning and schedule confirmation | 95
WAYNE COUNTY COMBINED CYCLE PROJECT SCHEDULE - 120119 Start-up detail Rev.0 | 95
Permit Schedule | 95
HRSG Flue Gas Side 3 Pre-Commissioning | 94
Install HRSG Flue Gas Side 1C Instruments | 94
Install HRSG Flue Gas Side 1A Tubing | 94
Install HRSG Flue Gas Side 1A Instruments | 94
Install HRSG 1B Flue Gas Pipe | 94
Install HRSG 1A Flue Gas Piping | 94
Install HRSG Flue Gas Side 1B Tubing | 94
Install HRSG Flue Gas Side 1B Instruments | 94
Install HRSG Flue Gas Side 1C Tubing | 94
HRSG Flue Gas Side 1 Pre-Commissioning | 94
Install HRSG 1C Flue Gas Piping | 94
HRSG Flue Gas Side 2 Pre-Commissioning | 94
Install Dewatering System Discharge Structure | 93
Begin Delivery of Intake Pipe | 93
Begin Delivery of Discharge Pipe | 93
$-Complete Intake and Discharge Structure | 93
Cut Slopes At Intake and Discharge Structures | 93
Install Dewatering System Intake Structure | 93
5kV Building - Erect Columns and Roof Steel | 92
5kV Building - Secondary Steel | 92
5kV Building - Sheet Line A | 92
5kV Building - Sheet Line 1 | 92
5kV Building - Sheet Line 4 | 92
5kV Building - Roof | 92
5kV Building - Liner Panel | 92
5kV Building - Sheet Line M | 92
5kV Building | 92
Pipe Support Foundations | 91
F/R/P Demin Area Pipe Support Foundations | 91
F/R/P Circ Water Pipe Support Foundations | 91
Turnover to Concrete for Pipe Rack Foundations | 91
Large Bore Pipe Supports | 91
$-Pour Last Main Pipe Rack Foundation | 91
F/R/P Fuel Oil Area Pipe Support Foundations | 91
Turnover Area for Pipe Rack Foundations | 91
Pipe Bridge Foundation | 91
Pipe Rack Foundation | 91
Small Bore Pipe Supports | 91
F/R/P CTG 1A [100] & [101] Foundation | 90
F/R/P CTG 1A Pedestal | 90
F/R/P CTG 1B Pedestal | 90
F/R/P CTG 1B [100] & [101] Foundation | 90
F/R/P Wash Down Slab | 90
F/R/P STG Q-Deck and Elevated Slab | 90
F/R/P CTG 1C [100] & [101] Foundation | 90
F/R/P CTG 1C Pedestal | 90
Delivery of Underground Ductile Iron Pipe | 89
Issue Purchase Order for Underground HDPE Pipe | 89
Issue Purchase Order for Underground Fuel Gas | 89
Issue Purchase Order for Underground Fuel Oil Pipe | 89
Issue Purchase Order for Underground Fire Water Pipe | 89
Review Bids for Underground HDPE Pipe | 89
Issue Purchase Order for Underground Ductile Iron Pipe | 89
Review Bids for Underground Ductile Iron Pipe | 89
Delivery of Underground HDPE Pipe | 89
Install HRSG 1B Amm Flow Control Inj Grid [168] | 88
F/R/P HRSG 1B Amm Flow Ctrl & Inj Grid [168] Fdn | 88
Install HRSG 1C Amm Flow Control Inj Grid [168] | 88
Install HRSG 1A Amm Flow Control Inj Grid [168] | 88
F/R/P HRSG 1A Amm Flow Ctrl & Inj Grid [168] Fdn | 88
F/R/P HRSG 1C Amm Flow Ctrl & Inj Grid [168] Fdn | 88
SWS System LB Isometric - Internal Review | 87
DWS System LB Isometric - Internal Review | 87
LOS System LB Isometric - Internal Review | 87
HRH System HSB Isometric - Internal Review | 87
CND System LB Isometric - Internal Review | 87
HPS System LB Isometric - Internal Review | 87
SDR System LB Isometric - Internal Review | 87
FGS System LB Isometric - Internal Review | 87
HPS System HSB Isometric - Internal Review | 87
CRH System HSB Isometric - Internal Review | 87
LPS System HSB Isometric - Internal Review | 87
LPS System LB Isometric - Internal Review | 87
INA System LB Isometric - Internal Review | 87
WDR System LB Isometric - Internal Review | 87
FOL System LB Isometric - Internal Review | 87
CRH System LB Isometric - Internal Review | 87
ARM System LB Isometric - Internal Review | 87
HRH System LB Isometric - Internal Review | 87
BDN System LB Isometric - Internal Review | 87
Install CTG 1A SEE Transformer [818] | 86
Install CTG 1C SEE Transformer [818] | 86
Install CTG 1C Mechanical Package [113] | 86
Install CTG 1B SEE Transformer [818] | 86
Install CTG 1B Electrical Package [114] | 86
Install CTG 1B Mechanical Package [113] | 86
Install CTG 1C Electrical Package [114] | 86
Install CTG 1A Electrical Package [114] | 86
Install CTG 1A Mechanical Package [113] | 86
Install CTG 1C Electrical Package Platforms | 86
Install Electrical Package Platforms 1B | 86
CTG 1C Vendor Equip/Devices & JBs | 86
Fire Water/ Hydrants Turnover System | 85
Potable Water Turnover System | 85
Firewater Pumps Complete Turnover Package | 85
Circ Water Turnover System | 85
Circ Water Complete Turnover Package | 85
Filtered Water Complete Turnover Package | 85
Fire Water/ Hydrants Complete Turnover Package | 85
Potable Water Complete Turnover Package | 85
Filtered Water Turnover System | 85
Firewater Pumps Turnover System | 85
High Pressure Pipe | 84
$-Deliver final load of High Energy Shop Fabricated Pipe | 84
Low Pressure Pipe | 84
$-Award High Energy Shop Fabricated Pipe Contract | 84
$-Deliver first load of High Energy Shop Fabricated Pipe | 84
$-Hydro Last Piece of High Pressure Piping | 84
$-Make Last Pressure Part STG Interconnect Piping Weld | 84
High Pressure / Low Pressure Piping Package | 84
Test HRSG B Sumpp Interconnecting Pipe | 83
Backfill Blowdown Sump to Interconnecting Pipe Elevation | 83
Test Interconnecting Pipe at Blowdown Sump | 83
Tie In Interconnecting Pipe at Blowdown Sump | 83
Test Blowdown Pipe | 83
Temporary Piping for Blow Out | 83
Sign off on all Pipe Test for Backfill Release | 83
Tie In HRSG B Sump Interconnecting Pipe | 83
STG Electrical Building - Sheet Line 4 | 82
STG Electrical Building - Sheet Line A | 82
STG Electrical Building - Sheet Line 1 | 82
STG Electrical Building - Sheet Line M | 82
STG Electrical | 82
STG Electrical Building - Roof | 82
STG Electrical Building - Secondary Steel | 82
Install STG Electrical Building Steel | 82
$-Complete STG Electrical Installation | 82
STG Electrical Building | 82
$-Start STG Electrical Installation | 82
STG Electrical Building - Erect Columns and Roof Steel | 82
Install Crane Mats for 2250 Maxxer | 81
Excavate and Remove Maxxer Crane Pad | 81
Move Crane to Position Two | 81
Set & Assemble Tower Crane 2 | 81
Remove 2250 Crane - from West Side | 81
Erect Crane in Position One | 81
Tower Crane 1 & 2 Remainder of Equipment Delivered to Site | 81
Position 2250 Crane - West Side | 81
Set & Assemble Tower Crane 1 | 81
Tower Crane 1 & 2 Bottom Section Delivered to Site | 81
Commissioning | 80
Condenser Pre-Commissioning | 80
Condensate System #1 Pre-Commissioning | 80
Sample System Pre-Commissioning | 80
Condensate System Pre-Commissioning | 80
STG LO System Pre-Commissioning | 80
DEMIN #2 (@ STG AREA) Pre-Commissioning | 80
FO Tank System Pre-Commissioning | 80
Common Fuel Oil System Pre-Commissioning | 80
Gas System Pre-Commissioning | 80
Equipment Start-up & Commissioning | 80
CCW #2 (@ STG AREA) Pre-Commissioning | 80
$-Unit 1 - All HRSG Vendor Supplied Pressure Pipe Welds Complete [HRSG1A] | 79
$-Unit 2 - All HRSG Vendor Supplied Pressure Pipe Welds Complete [HRSG1B] | 79
$-Unit 3 - All HRSG Vendor Supplied Pressure Pipe Welds Complete [HRSG1C] | 79
HRSG 1B LB-SB Pipe, Valve, Instrument & Remaining Trim Delivery | 79
HRSG 1C LB-SB Pipe, Valve, Instrument & Remaining Trim Delivery | 79
HRSG 1A LB-SB Pipe, Valve, Instrument & Remaining Trim Delivery | 79
LV MCCs - Issue Vendor for Owner Approval | 78
LV MCCs (DC Piers) - Vendor Fab/Delivery | 78
LV MCCs (HRSG PDC's) - Vendor Fab/Delivery | 78
LV MCCs - Negotiate / Award / IFC | 78
LV MCCs - Vendor Submit Drawings (ST) | 78
LV MCCs - Review Vendor Drawings / Return (ST) | 78
LV MCCs - Vendor Fab/Delivery | 78
LV MCCs - Vendor Submit Drawings (EL) | 78
LV MCCs - Review Vendor Drawings / Return (EL) | 78
LV MCCs - Internal Review / Revise | 78
LV MCCs - Owner Review | 78
LV MCC One Lines | 78
LV MCCs -Receive Vendor Proposals | 78
LV MCC | 78
LV MCC Schematics - Internal Review | 78
Duct Bank Layouts | 77
Misc. Ductbank / Underground Support as Needed | 77
$-Issue Duct bank Design Drawings - IFC | 77
Construct East Section of Duct Bank | 77
Construct West Section of Duct Bank | 77
East Side Excavation for Ductbank (including branch lines) - South Half | 77
East Side Backfill Ductbank to Grade (including branch lines) - South Half | 77
Centerline 1C Excavation for Ductbank (including branch lines/MH7/Vault) | 77
East Side Excavation for Ductbank (including branch lines) - North Half | 77
East Side Backfill Ductbank to Grade (including Branch lines) - North Half | 77
Survey Foundations, Duct Bank, Fence | 77
Install LP Rotor | 76
LP Rotor Clearance Check | 76
Lift Up LP Rotor | 76
Install LP Rotor Lower (Lead Wire Check) | 76
Review and Approve Rotor Clearance (Lower) | 76
Install LP Rotor Upper (Lead Wire Check) | 76
Review and Apprve Rotor Clearance (Upper) | 76
Pin Check and Rotor Position Check (#1 and 3 PKG Casing) | 76
Drive Piles Phase 1 CW PS 1 & 2 | 75
Drive Piles Phase 2 PS 3, 4 & 5 | 75
Place Pile Caps | 75
Site Rough Grade (for Piles) | 75
Test Pile Results | 75
Shore/Rebar Discharge Structure Deck 1 | 74
Shore/Rebar Intake Structure Deck #2 | 74
Pour Discharge Structure Deck 1 | 74
Strip Intake Structure Decks 1 & 2 | 74
Pour Intake Structure Deck #1 | 74
Shore/Rebar Intake Structure Deck #1 | 74
Shore/Rebar Discharge Structure Deck 2 | 74
Strip Discharge Structure Decks 1&2 | 74
Install CTG 1A Fuel Gas Filter/Separator [116] | 73
Install CTG 1C Fuel Oil Pump Skid [111] | 73
Install CTG 1B Fuel Gas Filter/Separator [116] | 73
Install CTG 1C Fuel Gas Filter/Separator [116] | 73
Install CTG 1B Fuel Oil Pump Skid [111] | 73
Install CTG 1A Fuel Oil Pump Skid [111] | 73
Pre Testing FP-311 | 72
Pre Testing FP-315 | 72
Pre Testing FP-206 | 72
Pre Testing FP-209-01C | 72
Pre Testing FP-310 | 72
Pre Testing FP-305 | 72
Pre Testing FP-306 | 72
Pre Testing FP-304 | 72
Pre Testing FP-203 | 72
Pre Testing FP-303 | 72
Pre Testing FP-314 | 72
Pre Testing FP-205 | 72
Pre Testing FP-208 | 72
Pre Test FP-308 | 72
Pre Testing FP-201 | 72
Pre Testing FP-211 | 72
Pre Testing FP-307 | 72
Pre Testing FP-313 | 72
Pre Testing FP-212 | 72
Pre Testing FP-316 | 72
Pre Test FP-213 | 72
Pre Testing FP-210 | 72
Pre Testing FP-312 | 72
Pre Test FP-309 | 72
Pre Testing FP-204 | 72
Pre Testing FP-207 | 72
Pre Testing FP-202 | 72
Heat Tracing Turnover System | 71
TO PKG #99 HEAT TRACING | 71
TO PKG #720 HEAT TRACING | 71
Heat Tracing Notification of Turnover Walk to PGN | 71
Heat Tracing System Turnover Walk with PGN | 71
Heat Tracing | 71
Heat Tracing Complete Turnover Package | 71
HEAT TRACING | 71
Circ Water | 70
CIRC WATER | 70
Diverter | 70
Hydro | 70
Flow Elements | 70
Install WSAC Closed Cooling Water Pumps [058] | 69
Closed Cooling Water - WSAC System Turnover Walk with PGN | 69
Closed Cooling Water - WSAC Pre-Commissioning | 69
Closed Cooling Water - WSAC Complete Turnover Package | 69
Closed Cooling Water - WSAC | 69
Closed Cooling Water - WSAC Construction Completion Walk | 69
Closed Cooling Water WSAC Loop verfications | 69
Closed Cooling Water - WSAC Notification of Turnover Walk to PGN | 69
CLOSED COOLING WATER - WSAC | 69
Install Closed Cooling Water - WSAC Instruments | 69
204 - Closed Cooling Water - WSAC | 69
TO PKG #204 CLOSED COOLING WATER - WSAC | 69
Install Closed Cooling Water - WSAC Cable Tray / Conduit | 69
Pull Closed Cooling Water - WSAC Cable | 69
Install Closed Cooling Water - WSAC Tubing | 69
Closed Cooling Water - WSAC Turnover System | 69
TO PKG #15 CLOSED COOLING WATER - WSAC | 69
Closed Cooling Water Loop verfications | 69
Closed Cooling Water - WSAC Pre-Commission and Restoration Walk | 69
Terminate Closed Cooling Water - WSAC Cable | 69
Waste Water / Area Sumps Construction Completion Walk | 68
Waste Water Sump Fndn - Revise / IFC | 68
207 - Waste Water / Area Sumps | 68
Waste Water Sump Fndn - Internal Review | 68
Waste Water Sump Fndn - Design / IFR / IFOA | 68
Waste Water Sump Foundation | 68
Install Waste Water / Area Sumps Instruments | 68
WASTE WATER/AREA SUMPS | 68
Waste Water / Area Sumps Complete Turnover Package | 68
TO PKG #18 WASTE WATER/AREA SUMPS | 68
Waste Water / Area Sumps Wiring/Term checks | 68
Waste Water / Area Sumps Loop verfication | 68
Waste Water / Area Sumps Motor PDMA | 68
Waste Water / Area Sumps Lubricate Motor & pumps | 68
TO PKG #207 WASTE WATER/AREA SUMPS | 68
Waste Water / Area Sumps Rotation checks | 68
Waste Water / Area Sumps Turnover System | 68
Waste Water / Area Sumps Pre-Commission and Restoration Walk | 68
Waste Water / Area Sumps Pre-Commissioning | 68
Waste Water / Area Sumps Verfiy sump cleaniness | 68
Waste Water / Area Sumps | 68
Waste Water / Area Sumps I&C calbiration checks (set level switches) | 68
BOP System UG YP - Internal Review | 67
BOP Power Block EI's - Design / Check / IFR / IFOA | 67
BOP Power Block EI's - Internal Review | 67
BOP System UG YP - Revise / Check / IFC | 67
BOP Power Block EI's - Revise / IFC | 67
BOP Remote EI's - Design / Check / IFR / IFOA | 67
BOP Remote EI's - Revise / IFC | 67
BOP Remote EI's - Internal Review | 67
BOP System UG YP - Route / Check / IFR | 67
Deliver Lighting | 66
PLANT LIGHTING | 66
TO PKG #109 PLANT LIGHTING | 66
Lighting - Owner Review | 66
Install Plant Lighting | 66
Lighting | 66
B/E/A Lighting | 66
Lighting - Internal Review | 66
TO PKG #66 STG AIR EXTRACTION SYSTEM | 65
STG Air Extraction System Wire/Term checks | 65
STG Air Extraction System Loop verfications | 65
STG Air Extraction System Complete Turnover Package | 65
STG Air Extraction System Notification of Turnover Walk to PGN | 65
STG Air Extraction System I&C calibration checks | 65
TO PKG #705 STG AIR EXTRACTION SYSTEM | 65
STG Air Extraction System | 65
STG Air Extraction System Construction Completion Walk | 65
STG Air Extraction System Pre-Commissioning | 65
STG Air Extraction System Pre-Commission and Restoration Walk | 65
STG Air Extraction System System Turnover Walk with PGN | 65
STG Air Extraction System Breaker checks | 65
STG Air Extraction System Turnover System | 65
Terminate STG Air Extraction System Cable | 65
Pull STG Air Extraction System Cable | 65
Install STG Air Extraction System Cable Tray / Conduit | 65
STG AIR EXTRACTION SYSTEM | 65
Install CTG 1A CT Air Inlet Duct & Silencer | 64
Install CTG 1B CT Air Inlet Manifold | 64
Install CTG 1B CT Air Inlet Duct & Silencer | 64
Install CTG 1A CT Air Inlet Manifold | 64
Install CTG 1C Air Inlet Duct & Silencer | 64
Install CTG 1B Exhaust Diffuser/Manifold | 64
Install CTG 1A Exhaust Diffuser/Manifold | 64
Install CTG 1C Exhaust Diffuser/Manifold | 64
Install CTG 1C CT Air Inlet Manifold | 64
Electrical | 63
Electrical Tray Layouts | 63
Electrical Interconnections | 63
Electrical One Line and Three Line Diagrams | 63
Electrical Studies / Lists | 63
Electrical Panel Board Drawings | 63
$-Issue Electrical One-Line and Three Line Drawings - Approved for Design | 63
Electrical Schematics | 63
DCS 1 EI's (HRSG, BMS) - Revise / IFC | 62
DCS 1 EI's (HRSG, BMS) - Internal Review | 62
DCS 1 EI's (HRSG, BMS) - Design / Check / IFR / IFOA | 62
HRSG-1C EI's - Internal Review | 62
HRSG-1B EI's - Internal Review | 62
HRSG-1A EI's - Internal Review | 62
TO PKG #102 CHILLED WATER | 61
TO PKG #203 FILTERED WATER | 61
Filtered Water | 61
TO PKG #14 FILTERED WATER | 61
TO PKG #606 CIRC WATER | 61
203 - Filtered Water | 61
TO PKG #50 CIRC WATER | 61
TO PKG #717 CHILLED WATER | 61
Install CW A/G Pipe Across Canal Bridge [461] | 60
Install Pond to Canal Corridor U/G Utility Pipe | 60
Set intake Structure Pipe across Canal | 60
Set Intake Pipe over Canal | 60
Paint Intake Pipe before setting across canal | 60
Install West Side Risers to Canal | 60
Paint Canal Crossing Discharge Pipe | 60
CW CORRIDOR (TO CANAL) | 60
Paint A/G CW Pipe Crossing Canal | 60
Install A/G Utility Pipe on Bridge Across Canal | 60
Complete HRSG 1A Nitrogen Purge | 59
Install HRSG 1B Nitrogen Generator [186] | 59
Install HRSG 1A Nitrogen Generator [186] | 59
Install HRSG 1A Nitrogen Pipe [546] (EPC Supplied) | 59
Install HRSG 1C Nitrogen Generator [186] | 59
Install HRSG 1C Nitrogen Pipe [546] (EPC Supplied) | 59
Complete HRSG 1B Nitorgen Purge | 59
Install HRSG 1B Nitrogen [546] Pipe (EPC Supplied) | 59
Complete HRSG 1C Nitrogen Purge | 59
NITROGEN SYSTEM | 58
Nitrogen System Turnover System | 58
Nitrogen System System Turnover Walk with PGN | 58
Nitrogen System Construction Completion Walk | 58
Nitrogen System Complete Turnover Package | 58
TO PKG #715 NITROGEN SYSTEM | 58
Nitrogen System | 58
Nitrogen System Notification of Turnover Walk to PGN | 58
Nitrogen System Loop verfication | 58
TO PKG #103 NITROGEN SYSTEM | 58
Nitrogen Generators | 58
Checkout of Exhauster Fans | 57
Continuous Emissions Monitoring System | 57
DC Power Checkout inverter | 57
EmissionsTesting | 57
Engineering Milestone - All P&IDs IFC | 56
Engineering Milestone - CTG FOUNDATION IFC | 56
Engineering Milestone - HRSG FOUNDATION IFC | 56
Engineering Milestone - ALL FOUNDATIONS IFC | 56
Engineering Milestone - ONE LINE DIAGRAMS IFC | 56
Engineering Milestone - GROUND GRID IFC | 56
Engineering Milestone - STG & PEDESTAL FOUNDATIONS IFC | 56
Engineering Milestone - GSU PILES IFC | 56
Engineering Milestone - STEAM P&ID'S IFC (BF/CRH/HPS/HRH/LPS) | 56
Engineering Milestone - HRSG PILES IFC | 56
Engineering Milestone - CTG PILES IFC | 56
Engineering Milestone - STG MAT PILES IFC | 56
Engineering Milestone - CTG CIRCUIT SCHEDULE IFC | 56
Engineering Milestone - STG PEDESTAL FOUNDATION IFC | 56
Engineering Milestone - All Isometrics IFC | 56
Engineering Milestone - IFP Spec - CCWC | 56
Engineering Milestone - IFP Spec - ADMIN/WAREHOUSE BUILDING | 56
Install HRSG Isolation 1C (Includes SC Stack) Cable Tray / Conduit | 55
Install HRSG 1-A Blowdown Cable Tray / Conduit | 55
Install HRSG 1-B Blowdown Cable Tray / Conduit | 55
Install HRSG 1-C Blowdown Cable Tray / Conduit | 55
Install WSAC Area Cable Tray Supports | 55
Install HRSG Flue Gas Side 1C Cable Tray / Conduit | 55
Install HRSG Flue Gas Side 1B Cable Tray / Conduit | 55
Install HRSG Isolation 1A (Includes SC Stack) Cable Tray / Conduit | 55
Install HRSG Flue Gas Side 1A Cable Tray / Conduit | 55
Install Misc. HRSG 1B Steel / Platforms / Cable Tray Supports / Etc. | 55
Install HRSG Isolation 1B (Includes SC Stack) Cable Tray / Conduit | 55
F/R/P GSU 1A Disconnect Switch - 115kV [812A] Fdns | 54
F/R/P GSU 1A Breaker - 115kV [811A] Fdns | 54
F/R/P GSU 1B Breaker - 115kV [811A] Fdns | 54
F/R/P GSU 1B Disconnect Switch - 115kV [812A] Fdns | 54
F/R/P GSU 1C Breaker - 115kV [811B] Fdns | 54
F/R/P STG GSU Breaker - 230kV [811B] Fdns | 54
F/R/P STG GSU Disconnect Switch - 230kV [812B] Fdns | 54
F/R/P SST Breaker - 115kV [811A] Fdns | 54
F/R/P GSU 1C Disconnect Switch - 115kV [812B] Fdns | 54
F/R/P SST Disconnect Switch - 115kV [812A] Fdns | 54
F/R/P SST Bus Support [078] Fdns | 54
Fuel Oil Area Foundation - Internal Review | 53
Fire Pump Fuel Tank Foundation | 53
Fuel Gas Area Foundation - Internal Review | 53
F/R/P Fuel Oil Forwarding Pump Foundation - Slab 2 | 53
Fuel Gas Area Foundation | 53
F/R/P Fuel Oil Forwarding Pump [041] Foundations | 53
Fuel Oil Tank Foundation | 53
Install Fuel Oil Forwarding Pumps [041] | 53
Fuel Oil Area Foundation | 53
Remove Shoring | 52
Remove Shipping Sheets and Rust Proof Protection of Bearing Metals | 52
Inspect Shoring | 52
Remove Trees | 52
Remove & Install Shoring Deck and Relocate for Structural | 52
Install Combustion Turbine 1B Instruments | 51
Install Combustion Turbine 1C Tubing | 51
Combustion Turbine 1A Pre-Commissioning | 51
Combustion Turbine 1C Pre-Commissioning | 51
Combustion Turbine 1B Pre-Commissioning | 51
Install Combustion Turbine 1-A Instruments | 51
Install Combustion Turbine 1-A Tubing | 51
Install Combustion Turbine 1B Tubing | 51
Set Each Sensor for Turbine | 51
Install Combustion Turbine 1C Instruments | 51
Valve FP-308 | 50
Valve FP-404 | 50
Valve FP-312 | 50
Valve House FP-404 | 50
Valve FP-212 | 50
Valve FP-213 | 50
Valve FP-602 | 50
Valve FP-601 | 50
Valve FP-604 | 50
Valve House FP-602 | 50
Valve FP-311 | 50
Valve FP-309 | 50
Hose Valves/Stations FP-307 | 50
Valve FP-307 | 50
Valve FP-303 | 50
Valve House FP-308 | 50
Valve FP-301 | 50
NORTH ROAD | 49
EAST ROAD | 49
SOUTH ROAD | 49
Piperack Area | 49
Remove Black Jack Church Rd. | 49
WEST ROAD | 49
Install CTG 1A-DB#11 | 48
Install CTG 1B from MH #2 to MH #5- DB#5 | 48
Install CTG 1C Expansion Joint | 48
Install CTG 1A Expansion Joint | 48
Install CTG 1B Expansion Joint | 48
Install CTG 1C MH #3 to MH #6- DB # 6 | 48
Fab and Delivery Sanitary Drains [578] | 47
Fab and Deliver Potable Water Supply [577] | 47
Fab and Deliver Wastewater Drains [526] | 47
Fab and Deliver Service Water [511] | 47
Fab and Deliver Inlet Chilled Water [377] | 47
Fab and Deliver LB Closed Cooling Water [464] | 47
Fab and Deliver Plant Drains [521] | 47
Fab and Deliver Demineralized Water [514] | 47
HRSG 1A Equipment/Packages/MCC's/DCS/etc [ 825 &75]. | 46
HRSG 1C Module and HP Drum Delivery | 46
HRSG 1B Delivery (Major Components) | 46
HRSG 1A Delivery (Major Components) | 46
HRSG 1C Delivery (Major Components) | 46
HRSG 1B Module and HP Drum Delivery | 46
HRSG 1B Equipment/Packages/MCCs/DCS/etc. [825 & 75] | 46
HRSG 1A Module and HP Drum Delivery | 46
Install Top Angle - Tank B | 45
Install Top Angle - Tank A | 45
Install Roof Structure in Primary Tank - FO Tank | 45
Install Piping and Foam Chamber - FO Tank | 45
Complete Pipe and Fittings - FO Tank | 45
Install Shell Fittings & Accessories for Primary Tank - FO Tank | 45
Install Wind Girder and Start Foam Piping - FO Tank | 45
Install Spacer Material, Primary Tank Bottom - FO Tank | 45
Install Structure - FO Tank | 45
Install Top Angle on Containment - FO Tank | 45
Combustion Turbine 1B Wire/Term checks | 44
Combustion Turbine 1C I&C/E checks | 44
Combustion Turbine 1B I&C/E checks | 44
Combustion Turbine 1C Wire/Term checks | 44
Combustion Turbine 1C SFI checkout | 44
Combustion Turbine 1A Wire/Term checks | 44
Combustion Turbine 1A I&C-E checks | 44
Combustion Turbine 1A SFI checkout | 44
Combustion Turbine 1B SFI checkout | 44
Well Water Withdrawal Permit (Dewatering) | 43
Potable Water connection (relocation) | 43
Potable Water connection (distribution) | 43
Relocate Existing Potable Water Line | 43
$-Validate Wastewater Streams Definition (all) - for Permitting | 43
Potable Water Relocation Permit | 43
Potable Water Distribution Permit | 43
Agency Issue Permit - Potable Water Relocation Permit | 43
Agency Issue Permit - Potable Water conection (distribution) | 43
Permit Application for Wastewater System | 43
STG Electrical Building - Gutters and Downspouts | 42
STG Electrical Building - Doors / Trim | 42
5kV Building - Gutters and Downspouts | 42
5kV Building - Doors / Trim | 42
Install Gutters and Trim | 42
AUX Boiler Fndn - Receive Owner Comments | 41
Intake Area Foundation - Receive Owner Comments | 41
Demin Tank Foundations - Receive Owner Comments | 41
Demin/OWS Area Foundation - Receive Owner Comments | 41
WSAC Drains Tank Foundation - Receive Owner Comments | 41
Fuel Gas Area Foundation - Receive Owner Comments | 41
Intake Structure Foundations - Receive Owner Comments | 41
CCW Pump Foundation - Receive Owner Comments | 41
CCWC Chem Feed Foundation - Receive Owner Comments | 41
Aux Boiler Area Foundation- Receive Owner Comments | 41
Cycle Chem Feed Foundation - Receive Owner Comments | 41
Fuel Oil Area Foundation- Receive Owner Comments | 41
FO Tank Foundations - Receive Owner Comments | 41
HRSG Area Foundation - Receive Owner Comments | 41
Circ Wtr Ele Enc Foundation - Receive Owner Comments | 41
Ammonia Storage Foundation - Receive Owner Comments | 41
HRSG Foundation - Receive Owner Comments | 41
Air Compressor Foundation - Receive Owner Comments | 41
Circ Water/Condensate Area Foundation- Receive Owner Comments | 41
Aux Boiler Sample Panel Foundation - Receive Owner Comments | 41
Building HVAC Foundation - Receive Owner Comments | 41
SST Foundations - Receive Owner Comments | 41
CCWC Foundation - Receive Owner Comments | 41
WSAC area Foundation - Receive Owner Comments | 41
Erect Main Rack Steel at C/L 1A - Sequence 3 (Including Handrail / Toeplate / Ladders / Cages) - Lower Tier | 40
Erect Main Rack Steel at C/L 1B - Sequence 4 (Handrail / Toeplate / Ladders / Cages) | 40
Erect Main Rack Steel at C/L 1A - Sequence 2 (including Handrail / Toeplate / Ladders / Cages) | 40
Touch-Up Main Rack and Stair Tower Steel at C/L 1B | 40
Erect Main Rack Steel at C/L 1C - Sequence 8 (Handrail / Toeplate / Ladders / Cages) - Main Rack | 40
Erect Main Rack Steel at C/L 1A - Sequence 1 (including Handrail / Toeplate / Ladders / Cages) | 40
Erect Main Rack Steel at C/L 1A - Sequence 3 (Including Handrail / Toeplate / Ladders / Cages) - Upper Tier | 40
Erect Main Rack Steel at C/L 1B - Sequence 6 (Handrail / Toeplate / Ladders / Cages) - Upper Tier | 40
Erect Main Rack Steel at C/L 1B - Sequence 6 (Handrail / Toeplate / Ladders / Cages) - Lower Tier | 40
Erect Main Rack Steel at C/L 1C - Sequence 7 (Handrail / Toeplate / Ladders / Cages) - Main Rack | 40
Erect Main Rack Steel at C/L 1B - Sequence 5 (Handrail / Toeplate / Ladders / Cages) | 40
Touch-Up Main Rack Steel at C/L 1C | 40
Erect Main Rack Steel at C/L 1C - Sequence 7 (Handrail / Toeplate / Ladders / Cages) - Finger Rack | 40
Erect Main Rack Steel at C/L 1C - Sequence 8 (Handrail / Toeplate / Ladders / Cages) - Finger Rack | 40
Touch-Up Main Rack and Stair Tower Steel at C/L 1A | 40
$-Set Last Piece of Circ Water Piping in Place | 39
Aboveground Circulating Water Piping | 39
Underground Circulating Water Piping | 39
$-Set First Piece of Circ Water Piping in Place | 39
UNDERGROUND PIPE | 39
ABOVE GROUND PIPING | 39
Underground Piping | 39
TO PKG #44 COMBUSTION TURBINE 1-A | 38
Combustion Turbine 1A Set IGV's | 38
TO PKG #46 COMBUSTION TURBINE 1C | 38
COMBUSTION TURBINE 1-A | 38
Combustion Turbine 1C Set IGV's | 38
Combustion Turbine 1C | 38
506 - COMBUSTION TURBINE 1-A | 38
TO PKG #601 COMBUSTION TURBINE 1B | 38
Combustion Turbine 1A | 38
Combustion Turbine 1B | 38
Combustion Turbine 1B Set IGV's | 38
COMBUSTION TURBINE 1B | 38
TO PKG #602 COMBUSTION TURBINE 1C | 38
COMBUSTION TURBINE 1C | 38
TO PKG #45 COMBUSTION TURBINE 1B | 38
TO PKG #506 COMBUSTION TURBINE 1-A | 38
Notice to Proceed (NTP) | 37
Vessel ETA at port of Toronto | 37
Vessel departs port of lading (FOB Date) | 37
Key Dates | 37
TLGA issues Purchase Order(s) to Vendor(s) | 37
Contractual Delivery Date | 37
CCW Pump Monorail | 36
CCW Pump Foundation - Internal Review | 36
CCW Pump Foundation - Design / IFR / IFOA | 36
Install WSAC Monorail & Access Steel | 36
CCW Pump Foundation - Revise / IFC | 36
Demin Storage & Transfer Pre-Commissioning | 35
Demin Storage & Transfer Construction Completion Walk | 35
Demin Storage & Transfer | 35
Demin Storage & Transfer Flush system | 35
Demin Storage & Transfer Wiring/Term checks | 35
Demin Storage & Transfer Loop verification | 35
Demin Storage & Transfer Complete Turnover Package | 35
DEMIN STORAGE & TRANSFER | 35
Demin Storage & Transfer Establish Demin tank level | 35
Demin Storage & Transfer Turnover System | 35
Install Demin Storage & Transfer Tubing | 35
Demin Storage & Transfer Motor PDMA | 35
TO PKG #16 DEMIN STORAGE & TRANSFER | 35
TO PKG #205 DEMIN STORAGE & TRANSFER | 35
Terminate Demin Storage & Transfer Cable | 35
Demin Storage & Transfer Pre-Commission and Restoration Walk | 35
Demin Storage & Transfer Un-coupled motor runs | 35
Pull Demin Storage & Transfer Cable | 35
Demin Storage & Transfer Lubricate Motor & pumps | 35
Demin Storage & Transfer I&C calbiration checks | 35
Install Demin Storage & Transfer Cable Tray / Conduit | 35
Install Demin Storage & Transfer Instruments | 35
205 - Demin Storage & Transfer | 35
CCWC - Review / Revise / IFP/ IFOR | 34
Engineering Milestone - LIGHTING IFC | 34
Earthwork- Design / IFR / IFOR | 34
Earthwork - Revise / IFC | 34
Lighting - Revise / IFC | 34
CCWC Foundation - Revise / IFC | 34
Lighting - Design / IFR / IFOR | 34
CCWC Foundation - Design / IFR / IFOA | 34
Temporary Facilities Plan - Design IFOR | 33
Temporary Facilities Plan - Revise / IFC | 33
Temporary Facilities Plan - Owner Review | 33
Issue Facility Life Safety Reviews | 33
$-Issue Facility Life Safety Review - Approved for Design | 33
CCWC - Receive Vendor Proposals | 32
Switches - Receive Vendor Proposals | 32
Switches - Vendor Fab/Delivery | 32
MV Switchgear - Vendor Fab/Delivery | 32
LV Switchgear - Receive Vendor Proposals | 32
LV Switchgear - Vendor Fab/Delivery | 32
T/C & T/W's - Receive Vendor Proposals | 32
MV Switchgear -Receive Vendor Proposals | 32
CRH System AG P&ID - Owner Review | 31
LOS System AG P&ID - Internal Review | 31
HPS System AG P&ID - OwnerReview | 31
LOS System AG P&ID - Owner Review | 31
HRH System AG P&ID - Internal Review | 31
HRH System AG P&ID - Owner Review | 31
ARM System AG P&ID - Owner Review | 31
ARM System AG P&ID - Internal Review | 31
STP System AG P&ID - Internal Review | 31
CFD System AG P&ID - Owner Review | 31
STP System AG P&ID - Owner Review | 31
CFD System AG P&ID - Internal Review | 31
CCW System AG & UG P&ID - Internal Review | 31
LPS System AG P&ID - Owner Review | 31
LPS System AG P&ID - Internal Review | 31
SMP System AG P&ID - Owner Review | 31
CCW System AG & UG P&ID - Owner Review | 31
CND System AG P&ID - Owner Review | 31
CND System AG P&ID - Internal Review | 31
AXS System AG P&ID - Internal Review | 31
HPS System AG P&ID - Internal Review | 31
SMP System AG P&ID - Internal Review | 31
CRH System AG P&ID - Internal Review | 31
AXS System AG P&ID - Owner Review | 31
CCF System AG P&ID - Owner Review | 31
CCF System AG P&ID - Internal Review | 31
Install Sanitary Sewer Instruments | 30
Install Sanitary Sewer Cable Tray / Conduit | 30
Sanitary Drains | 30
Pull Sanitary Sewer Cable | 30
Terminate Sanitary Sewer Cable | 30
SANITARY SEWER | 30
Sanitary Sewer Notification of Turnover Walk to PGN | 30
Sanitary Sewer Construction Completion Walk | 30
Sanitary Sewer System Turnover Walk with PGN | 30
TO PKG #101 SANITARY SEWER | 30
TO PKG #716 SANITARY SEWER | 30
Sanitary Sewer | 30
Sanitary Sewer Complete Turnover Package | 30
Sanitary Sewer Turnover System | 30
STG Elect Bldg Install LV Switchgear | 29
Install 5kV Bldg DCS Cabinet | 29
Install 5kV Bldg LV Switchgear | 29
Install 5kV Bldg MCCs | 29
Install 5kV Bldg MV Switchgear | 29
Install 5kV Bldg Terms | 29
Install 5kV Building Area U/G Pipe | 29
Install 5kV Bldg Wire | 29
Install 5kV Bldg A/G Raceway including Stove Pipes | 29
Install 5kV Bldg Fiber Optic/ALL Patch Panels/Converters | 29
Install 5kV Bldg HVAC/Lighting | 29
Install 5kV Bldg Cable Tray | 29
Install 5kV Bldg Electrical Equip/Interconnects | 29
Structural Engineering and Design | 28
MECHANICAL EQUIPMENT | 28
Engineering | 28
Mechanical Commodities | 28
Civil Engineering and Design | 28
Mechanical Engineering and Design | 28
Mechanical | 28
STG Isophase Bus Duct Fndn - Receive Owner Comments | 27
Isophase Bus Duct Piling - Revise / IFC | 27
Isophase Bus Duct Piling | 27
STG Isophase Bus Duct Fndn - Revise / IFC | 27
CTG Isophase Bus Duct Fndn - Revise / IFC | 27
CTG Isophase Bus Duct Fndn - Receive Owner Comments | 27
CTG Isophase Bus Duct Fndn - Internal Review | 27
CTG Isophase Bus Duct Fndn - Design / IFR / IFOA | 27
Isophase Bus Duct Piling - Owner Approval | 27
Non-Seg Bus Duct Fndn - Receive Owner Comments | 27
STG Isophase Bus Duct Fndn - Internal Review | 27
Isophase Bus Duct Piling - Design / IFR / IFOA | 27
Isophase Bus Duct Piling - Internal Review | 27
STG Isophase Bus Duct Fndn - Design / IFR / IFOA | 27
Top Engineering Milestones | 26
Top 50 Engineering Milestones | 26
Engineering Milestone - Engineering Complete | 26
CONTRACT MILESTONES | 26
Milestones | 26
PAYMENT MILESTONES | 26
MILESTONES | 26
HRSG 1C Burner, CO, SCR, CC & Outlet, Platforms, Ladders & Catwalk Delivery | 25
HRSG 1C Exhaust Stack, Skids and Burner & SCR System Delivery | 25
HRSG 1A Burner, CO, SCR, CC & Outlet, Platforms, Ladders & Catwalk Delivery | 25
HRSG 1B Exhaust Stack, Skids and Burner & SCR System Delivery | 25
HRSG 1A Exhaust Stack, Skids and Burner & SCR System Delivery | 25
HRSG 1B Burner, CO, SCR, CC & Outlet, Platforms, Ladders & Catwalk Delivery | 25
HRSG 1-A Blowdown I&C checks | 24
HRSG 1-A Blowdown | 24
Common Blowdown I&C checks | 24
HRSG 1-A BLOWDOWN | 24
HRSG 1-C Blowdown | 24
HRSG 1-B BLOWDOWN | 24
HRSG 1-C BLOWDOWN | 24
HRSG 1-C Blowdown I&C checks | 24
HRSG 1-B Blowdown | 24
HRSG 1-B Blowdown I&C checks | 24
Setting Fixator | 23
Fitting Alignment Keys | 23
Machining Thrust Key | 23
Adjust GEN | 23
Step Up Transformer & IPB CT-1C Complete Turnover Package | 22
Step Up Transformer & IPB CT-1B Complete Turnover Package | 22
Step Up Transformer & IPB CT-1B Turnover System | 22
Step Up Transformer & IPB CT-1B Pre-Commission and Restoration Walk | 22
Step Up Transformer & IPB CT-1B Construction Completion Walk | 22
Step Up Transformer & IPB CT-1A Construction Completion Walk | 22
Step Up Transformer & IPB CT-1C Construction Completion Walk | 22
Step Up Transformer & IPB CT-1A Complete Turnover Package | 22
Step Up Transformer & IPB CT-1A Turnover System | 22
Step Up Transformer & IPB CT-1A Pre-Commission and Restoration Walk | 22
Step Up Transformer & IPB CT-1C Pre-Commission and Restoration Walk | 22
Step Up Transformer & IPB CT-1C Turnover System | 22
Cycle Chemical Feed Foundation | 21
Chemical Feed System | 21
CHEMICAL FEED SYSTEM | 21
Cycle Chemical Feed | 21
COMMON CHEMICAL FEED | 21
Cycle Chem Feed Foundation - Internal Review | 21
Common Chemical Feed | 21
Common Chemical Feed Test system | 21
Cycle Chemical Feed (516) | 21
Heavy Haul GSU for CL1 and CL 2 to Site | 20
Heavy Haul CTG 3 to site | 20
Heavy Haul CTG 2 to site | 20
Heavy Haul GSU for CL 3 and STG GSU to Site | 20
Heavy Haul CTG 1 to site | 20
Heavy Haul HRSG A to Site | 20
Heavy Haul HRSG C to Site | 20
Heavy Haul HRSG B to Site | 20
Instrument Air System | 19
Instrument Air (Condenser) | 19
Test Instrument Air | 19
INSTRUMENT AIR (STG) | 19
TO PKG #625 INSTRUMENT AIR (CONDENSER) | 19
TO PKG #515 INSTRUMENT AIR (HRSG's) | 19
INSTRUMENT AIR (CONDENSER) | 19
Instrument Air | 19
TO PKG #90 INSTRUMENT AIR (STG) | 19
Instrument Air (543) | 19
Instrument Air (STG) | 19
TO PKG #714 INSTRUMENT AIR (STG) | 19
Establish Steam Purity | 18
Aux Steam (449) | 18
Gland Seal Steam | 18
Gland Steam Seal | 18
Auxiliary Steam | 18
HRSG 1-C Blowdown Notification of Turnover Walk to PGN | 17
HRSG 1-A Blowdown System Turnover Walk with PGN | 17
HRSG Flue Gas Side 1 System Turnover Walk with PGN | 17
HRSG Flue Gas Side 3 Notification of Turnover Walk to PGN | 17
HRSG 1-A Blowdown Notification of Turnover Walk to PGN | 17
HRSG Steam Side 3 Notification of Turnover Walk to PGN | 17
HRSG Steam Side 3 System Turnover Walk with PGN | 17
HRSG Steam Side 2 Notification of Turnover Walk to PGN | 17
HRSG Steam Side 2 System Turnover Walk with PGN | 17
HRSG Flue Gas Side 2 Notification of Turnover Walk to PGN | 17
HRSG Flue Gas Side 2 System Turnover Walk with PGN | 17
HRSG Steam Side 1 Notification of Turnover Walk to PGN | 17
HRSG Flue Gas Side 1 Notification of Turnover Walk to PGN | 17
HRSG Steam Side 1 System Turnover Walk with PGN | 17
HRSG Flue Gas Side 3 System Turnover Walk with PGN | 17
HRSG 1-B Blowdown Notification of Turnover Walk to PGN | 17
HRSG 1-C Blowdown System Turnover Walk with PGN | 17
HRSG 1-B Blowdown System Turnover Walk with PGN | 17
WSAC area Foundation - Revise / IFC | 16
WSAC area Foundation - Internal Review | 16
WSAC area Foundation - Design / IFR / IFOA | 16
Circ Wtr Ele Enc Foundation - Internal Review | 16
Circ Wtr Ele Enc Foundation - Design / IFR / IFOA | 16
Demin/OWS Area Foundation - Design / IFR / IFOA | 16
Circ Wtr Ele Enc Foundation - Revise / IFC | 16
Demin/OWS Area Foundation - Revise / IFC | 16
Demin/OWS Area Foundation - Internal Review | 16
WSAC Area Foundation | 16
Install Combustion Turbine 1C Cable Tray / Conduit | 15
Pull Combustion Turbine 1B Cable | 15
Pull Combustion Turbine 1C Cable | 15
Pull Combustion Turbine 1-A Cable | 15
Terminate Combustion Turbine 1-A Cable | 15
Terminate Combustion Turbine 1C Cable | 15
Install Steam Turbine Generator Cable Tray / Conduit | 15
Pull Steam Turbine Generator Cable | 15
Terminate Steam Turbine Generator Cable | 15
Terminate Combustion Turbine 1B Cable | 15
Install Combustion Turbine 1-A Cable Tray / Conduit | 15
Install Combustion Turbine 1B Cable Tray / Conduit | 15
HRSG 1A SB Main Steel (Goal Post) and Bypass Stack & Silencers Delivery | 14
Set HRSG 1B Bypass Stack Expansion Joint/Silencer | 14
HRSG 1B SB Main Steel (Goal Post) and Bypass Stack & Silencers Delivery | 14
Set HRSG 1A Bypass Stack Expansion Joint/Silencer | 14
HRSG 1C SB Main Steel (Goal Post) and Bypass Stack & Silencers Delivery | 14
Set HRSG 1C Bypass Stack Expansion Joint/Silencer | 14
HRSG CHEMICAL FEED 1C | 13
HRSG Chemical Feed 1A | 13
HRSG Chemical Feed 1B Test system | 13
HRSG Chemical Feed 1B Loop verfication | 13
HRSG Chemical Feed 1A Test system | 13
HRSG Chemical Feed 1A Loop verfication | 13
Common Chemical Feed Loop verfication | 13
Common Chemical Feed Pre-Commissioning | 13
HRSG Chemical Feed 1C Loop verfication | 13
HRSG Chemical Feed 1A Pre-Commissioning | 13
HRSG Chemical Feed 1C Test system | 13
HRSG Chemical Feed 1B | 13
HRSG CHEMICAL FEED 1A | 13
HRSG Chemical Feed 1B Pre-Commissioning | 13
HRSG Chemical Feed 1C Pre-Commissioning | 13
HRSG Chemical Feed 1C | 13
HRSG CHEMICAL FEED 1B | 13
Switches - Technical Bid Analysis | 12
Sample Panel - Technical Bid Analysis | 12
CEMS - Technical Bid Analysis | 12
Alloy Piping - Technical Bid Analysis | 12
Condenser - Technical Bid Analysis | 12
MV Switchgear - Technical Bid Analysis | 12
LV MCCs - Technical Bid Analysis | 12
Admin/Warehouse Bldg - Technical Bid Analysis | 12
Piping Specialties - Technical Bid Analysis | 12
LV Switchgear - Technical Bid Analysis | 12
HP/LP Piping - Technical Bid Analysis | 12
Plant Communications - Technical Bid Analysis | 12
CCWC - Technical Bid Analysis | 12
U/G Circ Wtr Piping - Technical Bid Analysis | 12
A/G Circ Wtr Piping - Technical Bid Analysis | 12
T/C & T/W's - Technical Bid Analysis | 12
Transmitters - Technical Bid Analysis | 12
Install C/L 1B INA [543] Rack Pipe - SB (NIGHT SHIFT) | 11
Install Rack SB Condensate #1 [471] Pipe Across C/L 1C (NIGHT SHIFT) | 11
Install Rack LB Condensate #1 [471] Pipe Across C/L 1C (NIGHT SHIFT) | 11
Install C/L 1C INA [543] Rack Pipe - SB (NIGHT SHIFT) | 11
Install C/L 1C INA [543] Rack Pipe - LB (NIGHT SHIFT) | 11
Install Rack SB Condensate #1 [471] Pipe Across C/L 1B (NIGHT SHIFT) | 11
Install Rack LB Condensate #1 [471] Pipe Across C/L 1B (NIGHT SHIFT) | 11
Install C/L 1A INA [543] Rack Pipe - LB (NIGHT SHIFT) | 11
Install C/L 1A INA [543] Rack Pipe - SB (NIGHT SHIFT) | 11
Install Rack LB Condensate #1 [471] Pipe Across C/L 1A (NIGHT SHIFT) | 11
Install Rack SB Condensate #1 [471] Pipe Across C/L 1A (NIGHT SHIFT) | 11
Install C/L 1B INA [543] Rack Pipe - LB (NIGHT SHIFT) | 11
F/R/P Discharge Structure Wall #1 | 10
Strip Discharge Structure Baffle Wall | 10
F/R/P Discharge Structure Baffle Wall | 10
Strip Discharge Structure Wall #3 | 10
F/R/P Discharge Structure Wall #3 | 10
Strip Discharge Structure Wall #2 | 10
Strip Discharge Structure Wall #1 | 10
F/R/P Discharge Structure Wall #2 | 10
Mobilize Batch Plant | 9
Tune Plant Systems | 9
Baseload Plant (Min 36 hrs) | 9
Plant Wide Extinguishers | 9
WCSC PLANT | 9
EXISTING PLANT | 9
WCCC PLANT | 9
Install Plant Equipment | 9
PLANT EQUIPMENT | 9
$-Award Condenser Contract | 8
T/C & T/W Spec IFC/Award MCR | 8
MV Switchgear - Negotiate / Award / IFC | 8
Switches - Negotiate / Award / IFC | 8
CEMS - Negotiate / Award | 8
Transmitters - Negotiate / Award / IFC | 8
T/C & T/W's - Negotiate / Award / IFC | 8
LV Switchgear - Negotiate / Award / IFC | 8
Sample Panel - Negotiate / Award / IFC | 8
CCWC - Negotiate / Award | 8
Plant Communications - Negotiate / Award / IFC | 8
$-Award WSAC Contract | 8
Condenser - Negotiate / Award | 8
Admin/Warehouse Bldg - Negotiate / Award / IFC | 8
$-Unit 1 - Unit 9- Complete CEMS Installation on HRSG Stack [HRSG1A] | 7
$-Unit 2 - Unit 9- Complete CEMS Installation on HRSG Stack [HRSG1B] | 7
$-Unit 3 - Unit 9- Complete CEMS Installation on HRSG Stack [HRSG1C] | 7
Erect HRSG 1B CEMS Equip [162] Module | 7
Erect HRSG 1A CEMS Equip [162] Module | 7
Erect HRSG 1C CEMS Equip [162] Module | 7
TANK FABRICATION | 6
A/G Shop Fabricated Tanks Internal Review/Revise/IFP/IFOR | 6
A/G Shop Fabricated Tanks spec Technical Bid Analysis | 6
A/G Shop Fabricated Tanks spec Vendor Fab/Delivery | 6
A/G Shop Fabricated Tanks - Owner Review | 6
A/G Shop Fabricated Tanks Vendor Proposal Duration/Receive Proposals | 6
Underground Storage Tanks | 6
UG Shop Fab Steel Tanks - Technical Bid Analysis | 6
A/G Shop Fabricated Tanks spec IFC/Award | 6
A/G Shop Fabricated Tanks spec - Issue Vendor for Owner Approval | 6
Underground Shop Fabricated Steel Tanks | 6
Shop Fabricated Tanks | 6
Underground Shop Fabricated Tanks | 6
A/G Shop Fabricated Tanks spec IFR | 6
5kV & STG/BOPVaults - Revise / IFC | 5
5kV & STG/BOPVaults- Recieve Owner Comments | 5
5kV Bldg Vault/STG Elec Bldg | 5
5kV | 5
5KV SYSTEM | 5
5kV Bldg | 5
5kV & STG/BOP Vaults - Design / IFR / IFOA | 5
5Kv BLDG AREA | 5
5kV & STG/BOPVaults - Internal Review | 5
Install Slide Gates @ Intake Structure | 4
Install Slide Gates @ Discharge Structure | 4
Install Elevator | 4
Install Flooring (including Computer Floor) | 4
Install Structure | 4
MV Switchgear - Issue Vendor for Owner Approval | 3
Fire Pumps - Issue Vendor for Owner Approval | 3
Sump Pumps - Issue Vendor for Owner Approval | 3
Circ Wtr Pumps - Issue Vendor for Owner Approval | 3
CCWC - Issue Vendor for Owner Approval | 3
Transmitters - Issue Vendor for Owner Approval | 3
CEMS - Issue Vendor for Owner Approval | 3
Switches - Issue Vendor for Owner Approval | 3
Fire Protection - Issue Vendor for Owner Approval | 3
Plant Communications - Issue Vendor for Owner Approval | 3
LV Switchgear - Issue Vendor for Owner Approval | 3
Gen Service Pumps - Issue Vendor for Owner Approval | 3
Gen Service Pumps - Owner Review | 2
Gen Service Pumps (CCWC) - Vendor Fab/Delivery | 2
Gen Service Pumps - Technical Bid Analysis | 2
Gen Service Pumps - Review Vendor Drawings / Return (IC) | 2
Gen Service Pumps - Vendor Submit Drawings (ME) | 2
Gen Service Pumps - Review Vendor Drawings / Return (EL) | 2
General Service Pumps | 2
Gen Service Pumps - Internal Review / Revise | 2
Gen Service Pumps - Review & Respond to Owner Comments / Revise / IFP/IFOR | 2
Gen Service Pumps - Vendor Submit Drawings (ST) | 2
Gen Service Pumps - Prepare Spec / IFR | 2
Gen Service Pumps - Review Vendor Drawings / Return (ST) | 2
Gen Service Pumps - Review Vendor Drawings / Return (ME) | 2
Gen Service Pumps (demin, FO, RO Booster)- Vendor Fab/Delivery | 2
Gen Service Pumps - Vendor Submit Drawings (EL) | 2
Gen Service Pumps - Vendor Submit Drawings (IC) | 2
Sump Pumps - Technical Bid Analysis | 2
I/O cabinets in HRSG Fuel Oil, CW intake, Lee Plant interface PDCs - Delivery | 1
I/O cabinets in the 5 kV building and STG electrical building - Delivery | 1
Controller/Network cabinets, workstations, printers in admin bldg & BMS I/O cabinets for HRSG PDC - Delivery | 1
Provide Approved Leach Field Loaction to Hansen Rice for Permit Application | 1
Hansen Rice Admin Building | 1
Air Compressor - Issue Vendor for Owner Approval | 0
Air Compressor Enclosure - Review Vendor Drawings / Return (ST) | 0
Air Compressor - Review Vendor Drawings / Return (ME) | 0
Air Compressor - Review Vendor Drawings / Return (EL) | 0
Delivery of Air Compressor Building | 0
Air Compressor - Vendor Submit Drawings (ME) | 0
Air Compressor - Owner Review | 0
Air Compressor - Vendor Fab/Delivery | 0
Air Compressor - Review Vendor Drawings / Return (ST) | 0
Air Compressor - Vendor Submit Drawings (IC) | 0
Air Compressor - Vendor Submit Drawings (EL) | 0
Air Compressor - Vendor Submit Drawings (ST) | 0
Air Compressor - Negotiate / Award / IFC | 0
Air Compressor - Technical Bid Analysis | 0
Air Compressor - Receive Vendor Proposals | 0
Air Compressor - Internal Review / Revise | 0
Air Compressor - Review Vendor Drawings / Return (IC) | 0