## Sheet1
name | cluster
a/g circ wtr piping - technical bid analysis | 399
wsac - technical bid analysis | 399
flow elements - technical bid analysis | 399
cems - technical bid analysis | 399
ug shop fab steel tanks - technical bid analysis | 399
gauges - technical bid analysis | 399
t/c & t/w's - technical bid analysis | 399
mv switchgear - technical bid analysis | 399
oil/wtr separator - technical bid analysis | 399
alloy piping - technical bid analysis | 399
gen service pumps - technical bid analysis | 399
ug tanks / ows - revised technical bid analysis | 399
switches - technical bid analysis | 399
instr encl - technical bid analysis | 399
precast - technical bid analysis | 399
u/g circ wtr piping - technical bid analysis | 399
shop fab tanks technical bid analysis | 399
ug tanks / ows -technical bid analysis | 399
lv switchgear - technical bid analysis | 399
bid technical evaluation/review process | 399
transmitters - technical bid analysis | 399
engineered pipe supports - technical bid analysis | 399
condenser - technical bid analysis | 399
aux boiler - technical bid analysis | 399
sample panel - technical bid analysis | 399
boiler feed pumps - technical bid analysis | 399
piping specialties - technical bid analysis | 399
stormwater pumps - technical bid analysis | 399
nitro gen - technical bid analysis | 399
lv mccs - technical bid analysis | 399
indicators & gauges - technical bid analysis | 399
ccwc - technical bid analysis | 399
hp/lp piping - technical bid analysis | 399
plant communications - technical bid analysis | 399
a/g shop fabricated tanks spec technical bid analysis | 399
sst xfmrs - owner supply vendor shop drawings (el) | 398
gsu xfmrs - owner supply drawings (el) | 398
gsu xfmrs - review vendor drawings (st) | 398
gsu xfmrs - owner supply vendor shop drawings (st) | 398
gsu xfmrs - owner supply vendor shop drawings (el) | 398
sst xfmrs - owner supply drawings (el) | 398
sst xfmrs - review vendor drawings (st) | 398
sst xfmrs - owner supply vendor shop drawings (st) | 398
gsu xfmrs- review vendor drawings (el) | 398
sst xfmrs - owner supply drawings (st) | 398
gsu xfmrs - owner supply drawings (st) | 398
sst xfmrs- review vendor drawings (el) | 398
rw collection pump rm - prepare cj | 397
rw collection pump rm - close wall formwork (part 2 of 2) | 397
rw collection pump rm - backfill againt basement wall | 397
rw collection pump rm - construct remaining staircase structure abovehground | 397
rw collection pump rm - curing | 397
rw collection pump rm - falsework and formwork to top slab | 397
rw collection pump rm - vertical blinding to the profile of base slab and shallow sump pit | 397
rw collection pump rm - erect formwork for basement wall and staircase (part 1 of 2) | 397
rw collection pump rm - building services installation | 397
rw collection pump rm - fix rebar for basement wall and staircase (part 2 of 2) | 397
rw collection pump rm - fix rebar for base slab and shallow pits | 397
rw collection pump rm - apply waterproofing to the external face of basement wall [confirmed not required] | 397
rw collection pump rm - abwf works to pump room and water tanks | 397
rw collection pump rm - close formwork (if any) | 397
rw collection pump rm - erect formwork for basement wall and staircase (part 2 of 2) | 397
rw collection pump rm - construct irrigation tank and rainwater collection tank structure | 397
irrigation system - plant room installation inside rw collection pump rm | 397
rw collection pump rm - pour top slab | 397
rw collection pump rm - fix rebar for basement wall and staircase (part 1 of 2) | 397
rw collection pump rm - pour basement wall and staircase (part 2 of 2) | 397
rw collection pump rm - stratum requirement (roi#182) | 397
rw collection pump rm - pour basement wall and staircase (part 1 of 2) | 397
rw collection pump rm - install waterproofing [confirmed not required] | 397
rw collection pump rm - fix rebar | 397
rw collection pump rm - construct footing for emergency power generator on top slab (relocated to adj. shaft f) | 397
rw collection pump rm - pour base slab and shallow pit | 397
rw collection pump rm - install re-prop below s1 as per zone a (4th) amendment | 397
rw collection pump rm - close wall formwork (part 1 of 2) | 397
stg air extraction system i&c calibration checks | 396
stg air extraction system wire/term checks | 396
stg air extraction system loop verfications | 396
stg air extraction system breaker checks | 396
stg air extraction system notification of turnover walk to pgn | 396
stg air extraction system pre-commission and restoration walk | 396
stg air extraction system turnover system | 396
stg air extraction system complete turnover package | 396
stg air extraction system construction completion walk | 396
stg air extraction system pre-commissioning | 396
stg air extraction system system turnover walk with pgn | 396
terminate - stg air extraction system | 396
delta design / verification maa / mab / mav | 395
delta design / verification group i | 395
delta design / verification group v | 395
delta design / verification lbx | 395
delta design / verification group iii | 395
delta design / verification ekg | 395
delta design / verification pab 20 | 395
delta design / verification group iv | 395
delta design / verification mag / mal / mam / maw | 395
delta design / verification lab hp | 395
delta design / verification group ii | 395
u/g circ wtr piping -receive vendor proposals | 394
mv switchgear -receive vendor proposals | 394
ccwc - receive vendor proposals | 394
precast - vendor proposal duration / receive proposals | 394
t/c & t/w's - receive vendor proposals | 394
hoist and trolley - vendor proposal duration / receive proposals | 394
cems - receive vendor proposals | 394
switches - receive vendor proposals | 394
traveling bridge crane - vendor proposal duration / receive proposals | 394
sump pumps - vendor proposal duration / receive proposals | 394
alloy piping - vendor proposal duration / receive proposals | 394
wsac - receive vendor proposals | 394
stormwater pumps - vendor proposal duration / receive proposals | 394
lv mccs -receive vendor proposals | 394
gen service pumps - vendor proposal duration / receive proposals | 394
piping specialties - receive vendor proposals | 394
a/g circ wtr piping -receive vendor proposals | 394
gantry crane - vendor proposal duration / receive proposals | 394
hp/lp piping - vendor proposal duration / receive proposals | 394
turbine table - further excavate from +4.1 to +3.0 | 393
excavate for underground utility installation | 393
excavate intake structure | 393
generator tx - further excavate from +4.2 to the required formation level | 393
cond.polishing pit - further excavate from +4.1 mpd to the pit formation level | 393
condensate pit - further excavate from +4.1 mpd to the pit formation level | 393
excavate for remaining piping north of mh#4 | 393
excavate for manhole #8 | 393
excavate for underground pipe c/l 1c between mh 3 and mh 6 | 393
excavate for u/g pipe and ductbank installation | 393
ground prep / excavate for intake 90" cw pipe | 393
ground prep / excavate for discharge 90" cw pipe | 393
excavate intake to elevation 471' at intake | 393
excavate for u/g pipe | 393
ground prep-excavate for u/g pipe - south and west for trenches 1,2, 2a,3,4,8 | 393
excavate for u/g ductbank installation | 393
boiler blow down pit - further excavate from +4.2 to the final formation level | 393
cwps - excavate to final excavation level -6.5 mpd | 393
diversion culvert - excavate to final excavation level -5.5 mpd | 393
excavate / backfill u/g pipe and ductbank | 393
excavate for u/g pipe branch line | 393
excavate for underground pipe c/l 1c north of mh 6 to n. road | 393
issue esc to pgn (engineering) | 392
pgn to review all quality records prior to setting the generator - ctg 1a | 392
pgn review all quality records | 392
pgn to review all quality records prior to setting the turbine - ctg 1a | 392
pgn to review all quality records - hrsg 1b | 392
issue i/o count to pgn | 392
pgn to review all quality records prior to setting the generator - ctg 1b | 392
pgn to review all quality records prior to setting the turbine - ctg 1b | 392
agreement with pgn | 392
i/o count to pgn for procurement | 392
eep - issue ifoa to pgn | 392
concept to pgn | 392
pgn to review all quality documents - hrsg 1c | 392
assist pgn in dcs contract admin | 392
pgn to review all quality records prior to setting the turbine - ctg 1c | 392
pgn to review all quality records prior to setting the generator - ctg 1c | 392
i/o count to pgn for purchase | 392
skid assembly for shipment lot 3 | 391
set gt lube oil package into position - skid | 391
f/r/p warehouse / dock [004] fdn / coagulant dosing skids [741] | 391
set pneumatic skid package into position | 391
install equipment/skids/pumps/ | 391
final pipe connections to skid | 391
skid assembly for shipment lot 2 | 391
set lube oil module into position - skid | 391
install equipment/skids/pumps - skid | 391
install skids/euipment (firehouse) | 391
set chemical feed equipment skid | 391
transfer / preparation lift / skid system for gt20 | 391
final nstall equipment/skids/pumps | 391
install equipment/skids/pumps | 391
manufacturing mal valves for skidder | 391
install skid+auxiliaries | 391
coat equipment skids | 391
set equipment/skids/pumps | 391
skid/panels/cabinets installation | 391
skid assembly for shipment lot 1 | 391
install pipe/valves/supports - skid | 391
install equipment - skid | 391
set compressor cleaning package into position -skid | 391
f/r/p potable water recirc / tempering skid [525] | 391
install chemical / water treatment pumps and skids [614],[616],[622] | 391
fabrication design, procurement, pre-fabrication el.superheater lbg | 390
erection exhaust gas system for generator 20mkq | 390
manufacturing / shop test ccw pump 20pgb | 390
transport ccw pump pgb | 390
ccf system - checkout & run all pumps | 390
erection gas cooling supply system 20mkg | 390
logistics and customs preparation el.superheater 20lbg | 390
piping erection exhaust gas system for generator 20mkq | 390
preparation rfq expansion tank pgb | 390
design data sheets ccw pump pgb | 390
design / manufacturing / pre erection / shop test gas final filter/ preheater 20ekg | 390
contract review / prep. rfq ccw expansion tank pgb | 390
basic design / prep. rfq gas final filter/ preheater 20ekg | 390
procurment / pre-fabrication ccw expansion tank 20pgb | 390
transport exhaust gas system for generator 20mkq | 390
quotation stage gas final filter/ preheater 20ekg | 390
piping gas cooling supply system 20mkg | 390
detail design el. superheater 20lbg | 390
transport gas final filter/ preheater 20ekg | 390
ccf system - complete checkout | 390
fabrication design, procurement, pre-fabrication expansion tank pgb | 390
design data sheets el. superheater lbg | 390
transport expansion tank pgb | 390
transport el.superheater 20lbg | 390
detail design, manufacturing, shop test ccw pump pgb | 390
transport electrical superheater lbg | 390
design data sheets ccw expansion tank pgb | 390
transport to skidder ccw expansion tank 20pgb | 390
erection gas final filter/ preheater 20ekg | 390
detail design ccw expansion tank 20pgb | 390
transport gas cooling supply system 20mkg | 390
procurment / pre-fabrication el.superheater 20lbg | 390
ccf system - commission chemical feed all pumps and order chemicals | 390
logistics and customs preparation ccw expansion tank 20pgb | 390
logistics and customs preparation gas final filter/ preheater 20ekg | 390
boiler feed water 1 complete turnover package | 389
boiler feed water 1b turnover system | 389
fo tank system complete turnover package | 389
circulating water complete turnover package | 389
boiler feed water 2 complete turnover package | 389
boiler feed water 1a complete turnover package | 389
fo tank system turnover system | 389
boiler feed water 1a turnover system | 389
boiler feed water 2 turnover system | 389
filtered water turnover system | 389
service water tank complete turnover package | 389
boiler feed water 1 turnover system | 389
circulating water turnover system | 389
service water tank turnover system | 389
potable water turnover system | 389
boiler feed water 1b complete turnover package | 389
boiler feed water 3 complete turnover package | 389
potable water complete turnover package | 389
circ water complete turnover package | 389
boiler feed water 3 turnover system | 389
service water utility stations turnover system | 389
filtered water complete turnover package | 389
circ water turnover system | 389
lv switchgear - review vendor drawings / return (st) | 388
switches - review vendor drawings (el) | 388
switches - review vendor drawings / return (ic) | 388
mv switchgear - review vendor drawings (el) | 388
mv switchgear - vendor submit drawings (el) | 388
mv switchgear - review vendor drawings / return (el) | 388
switches - review vendor drawings (ic) | 388
mv switchgear - review vendor drawings / return (st) | 388
lv switchgear - review vendor drawings (el) | 388
mv switchgear - review vendor drawings (st) | 388
lv switchgear - vendor submit drawings (st) | 388
mv switchgear - review vendor drawings / return (ic) | 388
lv switchgear - review vendor drawings / return (el) | 388
mv switchgear - vendor submit drawings (st) | 388
lv switchgear - review vendor drawings (st) | 388
mv switchgear - vendor submit drawings (ic) | 388
switches - vendor submit drawings (el) | 388
switches - vendor submit drawings (ic) | 388
lv switchgear - vendor submit drawings (el) | 388
i/o list - internal review | 387
i/o list - rev 0 | 387
i/o list - final (rev 1) | 387
i/o list- design / check / ifr | 387
i/o list - rev a | 387
i/o list rev 1 (95% complete) | 387
i/o list rev 2 (98% complete) | 387
i/o list -rev 0 / ifc (80% complete) | 387
cems vndr fab/delivery | 386
lv mccs - vendor fab/delivery - hrsg 1b pdc | 386
lv mccs (dc piers) - vendor fab/delivery | 386
lv mccs - vendor fab/delivery | 386
ows - vendor fab/delivery | 386
lv mccs - vendor fab/delivery - ship loose mccs - stg bldg | 386
t/c & t/w spec ifc/award mcr | 386
cems vendor fab/delivery | 386
lv mccs - vendor fab/delivery - hrsg 1a pdc | 386
stg gsu xfmrs - vendor fab/deliver | 386
lv mccs - vendor fab/delivery - well pump pdc | 386
t/c & t/w spec mcr vendor fab/deliver mcr | 386
lv mccs - vendor fab/delivery - ship loose mccs - 5 kv bldg | 386
wsac - vndr fab/delivery | 386
lv mccs (hrsg pdc's) - vendor fab/delivery | 386
fab & delivery wsac screen | 386
sst xfmrs - vendor fab/deliver | 386
ctg gsu xfmrs - vendor fab/deliver | 386
ccwc - vendor fab/delivery | 386
site security - vendor fab/delivery | 386
t/c & t/w's - vendor fab/delivery | 386
crh balance - vendor fab/delivery | 386
erection top platformshrsg20 | 385
erection steel platforms 20ubn | 385
erection loose steel for module 20umcm1y | 385
erection steelworks & canopies 20utg05 | 385
erection steel platforms 20uba8110/20 | 385
erection steel platforms 20ubd03/04 | 385
erection steelworks & canopies 20utg07 | 385
erection steelworks & canopies 20utg04 | 385
erection steel platforms 20uba7910/20 | 385
erection steel structure 20ube/ubf | 385
erection steel platforms 20uba1110/20 | 385
erection steel platforms 20umx02 | 385
erection steelworks & canopies 20utg03 | 385
erection steelworks & canopies 20utg02 | 385
installation lp-flap (erection on platform) | 385
erection steel platforms 20urd | 385
erection steel platforms 01uba9010/20 | 385
erection steel platforms 20ubd01/02 | 385
erection drum support steel / erection top platforms for drum install | 385
erection steel structure annex 20umc | 385
erection steelworks & canopies 20utg01 | 385
erection steel platforms for electrical modules 20uba7xxx | 385
erection steel platforms 20uex01 | 385
erection steel platforms 20ura | 385
erection steel structure 20ubx/20ubg | 385
erection steelworks & canopies 20utg06 | 385
erection steel structure 20ubl | 385
erection steel platforms 20uen | 385
erection steel platforms 20uhw | 385
ba5 - approval to (major) amendment for drainage plan for scw and culvert modification {5di} actual dates tbc | 384
ba8 - consent to (major) amendment for permanent works for seal pit {4c2i} - actual dates tbc | 384
ba5 - approval to (major) amendment for gbp for scw pump sump a&a {5a1} af-tbc | 384
ba5 - (1st) bd approval to temporary works for scw and culvert modification (wall only) [disapproved] {5b1} | 384
ba8 - (1st) bd consent to temp works for scw & culvert modification (resubmit incl wall, excav.& anchor)(wet){5b1(r)} | 384
ba5 - (1st) bd approval to drainage plans for power island areas {8a} | 384
ba8 - consent for temporary works for shaft a, pump station, diversion culvert (wall only){4b4-2(r1)} [n.a.] | 384
ba5 - (1st) bd approval to cooling water system permanent drainage plan {4d} | 384
ba5 - (1st) bd approval to drainage plan for scw and culvert modification {5d} | 384
ba5 - approval to (major) amendment for permanent works for seal pit {4c2i} | 384
ba8 - consent to (major) amendment for permanent works for scw and culvert modification {5c(r)} [resubmission] | 384
ba8 - (1st) bd consent to permanent works for discharge box culvert {4c1} - actual dates tbc | 384
ba8 - (1st) bd consent to cooling water system permanent drainage plan {4d} - actual dates tbc | 384
ba5 - (1st) bd approval for permanent works for discharge box culvert {4c1} | 384
bd - submission & approval -underground (u/g) drainage rc plans | 384
ba5 - alternative for temp works for scw & culvert modifi (wall only)(dry){5b1-alt} [disapproved] | 384
ba5 - approval to (minor) amendment for cooling water system permanent drainage plan {4di} | 384
ba8 - consent to 2nd (minor) amendment for cooling water system permanent drainage plan {4dii} | 384
ba8 - consent to (major) amendment for permanent works for pump station, diversion culvert {4c1i(r1)} | 384
ba5 - approval to (major) amendment for permanent works for scw and culvert modification {5c(r)} [resubmission] | 384
ba8 - (1st) bd consent to permanent works for seal pit {4c2} - actual dates tbc | 384
bd - consent letter underground (u/g) drainage | 384
ba8 - (1st) bd consent to permanent works for pump station, diversion culvert {4c1} - actual dates tbc | 384
ba5 - (1st) bd approval to temporary works for shaft a, pump station, diversion culvert (wall only) {4b4} | 384
ba5 - (1st) bd approval to permanent works for scw and culvert modification {5c} [disapproved] | 384
ba5 - approval to (minor) amendment for permanent works for pump sttn, diver.culvert {4c1i(r1)}[resumit#1] | 384
ba8 - (1st) bd consent to permanent works for scw and culvert modification {5c} [cancelled] | 384
ba5 - (1st) bd approval to temp works for scw & culvert modification (resubmit incl wall, excav.& anchor)(wet){5b1(r)} | 384
ba5 - approval to (minor) amendment for permanent works for discharge box culvert {4c1i}[withdrawn] | 384
ba5 - approval to 2nd (minor) amendment for cooling water system permanent drainage plan {4dii} | 384
ba5 - approval to gbp amendment cw system - diversion culvert, pump station, discharge culvert, shaft f, etc {4a1} | 384
ba5 - (1st) bd approval to permanent works for pump station, diversion culvert {4c1} | 384
ba8 - (1st) bd consent to drainage plans for power island areas {8a} | 384
ba5 - approval to (minor) amendment for permanent works for discharge box culvert {4c1i(r1)}[resubmission#1] | 384
ba5 - (1st) bd aprpoval to permanent works for seal pit (4c2} | 384
ba8 - consent to (major) amendment for permanent works for discharge box culvert {4c1i(r1)} - actual date tbc | 384
ba8 - (1st) bd consent to draiange plan for scw and culvert modification {5d} - actual dates tbc | 384
ba5 - approval to (minor) amendment for permanent works for pump station, diversion culvert {4c1i}[withdrawn] | 384
ba8 - (1st) bd consent totemporary works for shaft a, pump station, diversion culvert (wall only) {4b4} | 384
ba5 - alternative for temp works for scw & culvert modif (excav)(dry){5b1-alt} [disapproved] | 384
stg seal oil - includes hydrogen seal oil system turnover walk with pgn | 383
stg lo system perform oil flush | 383
stg seal oil - includes hydrogen seal oil notification of turnover walk to pgn | 383
stg hydrogen seal oil system turnover walk with pgn | 383
install stg seal oil pumps | 383
stg seal oil - includes hydrogen seal oil pre-commissioning | 383
install raceway - stg hydrogen seal oil | 383
stg seal oil - includes hydrogen seal oil turnover system | 383
stg hydrogen seal oil pre-commissioning | 383
install stg pipe lube oil a/g pipe (sys 532) - (stg provided) | 383
stg lo system receive rental oil flush skid & piping. | 383
install stg pipe (stg provided) seal oil a/g pipe & supports | 383
install stg hydraulic oil [540] (stg provided) | 383
terminate - stg hydrogen seal oil | 383
install instruments - stg hydrogen seal oil | 383
install stg lube oil module | 383
stg lo system receive rental oil flush skid & piping | 383
stg lo system restore lube oil piping. | 383
install stg hydrogen seal oil instruments | 383
install stg lo & seal oil [434] a/g lb pipe | 383
stg seal oil - includes hydrogen seal oil construction completion walk | 383
stg hydrogen seal oil construction completion walk | 383
install stg hydrogen seal oil tubing | 383
grout stg lube oil module | 383
stg lo system fill oil reservoir. | 383
stg hydrogen seal oil notification of turnover walk to pgn | 383
stg hydrogen seal oil pre-commission and restoration walk | 383
stg seal oil - includes hydrogen seal oil complete turnover package | 383
install stg pipe (stg provided) misc sb oil a/g pipe & supports | 383
stg lo system fill oil reservoir | 383
assist stg lube oil [434] pipe lube oil flush and restore | 383
stg hydrogen seal oil complete turnover package | 383
install stg seal oil strainer/filter | 383
install stg pipe (stg provided) lube oil a/g pipe & supports | 383
install stg oil conditioning pipe a/g pipe (sys 538) - (stg provided) | 383
stg lo system restore lube oil piping | 383
stg lo system perform oil flush procedure | 383
install stg lube oil feed & drain pipe (sys 537) - (stg provided) | 383
install stg lo & seal oil [434] a/g sb pipe | 383
stg seal oil - includes hydrogen seal oil pre-commission and restoration walk | 383
install stg pipe seal oil a/g pipe (sys 533 & 539) - (stg provided) | 383
install stg lube oil module [057] | 383
stg hydrogen seal oil turnover system | 383
louvre - bd approval | 382
north elevation gl.1-10 / louvres | 382
east elevation at gl.1 / louvres (incl' those at the loft) | 382
south elevation gl.1-10 / louvres | 382
west elevation at gl.10 / louvres to ground floor rooms | 382
louvre - bd consent | 382
west elevation at gl.10 / louvres to 1st floor rooms | 382
bd - consent letter - louvres - cladding 20umc | 382
bd - submission & approval - louvres - cladding 20umc | 382
quotation stage chemical cleaning | 381
insulation hrsg / pipes hrsg20 for chemical cleaning | 381
vender mob for chem clean | 381
chem clean procedure | 381
temporary pipe installation for chemical cleaning zta | 381
insulation hrsg / pipes hrsg20 after chemical cleaning | 381
design, proc. temp. piping / valves for chemical cleaning system zta | 381
chem clean unit 1 setup & start prep | 381
chemical cleaning hrsg20 steam lines to st | 381
inspections post chem clean | 381
transport, mobilization chemical cleaning equipment | 381
preparation chemical cleaning wsc | 381
chem clean unit 2 restore | 381
remove pipes (chemical cleaning) 20 | 381
chemical cleaning as per schedule | 381
chem clean unit 2 prep & fill | 381
chem clean unit 2 cleaning | 381
flushing/chem clean as per schedule | 381
preparation for pipe cleaning system (gt20) | 381
chem clean as per schedule | 381
chem clean unit 1 restore & setup between units | 381
integration of acid cleaning system ztb | 381
high velocity flushing as per schedule incl heat up and chem clean | 381
chem clean unit 1 cleaning | 381
logistics and customs preparation - temp. piping / valves for chemical cleaning system zta | 381
preparation for pipe cleaning system (st) | 381
operation for heating up during chemical clean | 381
quotation stage chemical cleaning system zta | 381
transport equipment/ mobilization chemical cleaning system zta | 381
chemical clean effluent coordination | 381
initial inspections post chem clean | 381
acid tank and acid cleaning install | 381
logistics and customs preparation - chemical cleaning | 381
i&c commissionin of components restored after chem clean | 381
chem clean unit 1 prep & fill | 381
preparation chemical cleaning hrsg20 | 381
system operation for heat up prior to chemical cleaning | 381
preparation main piping systems for chemical cleaning | 381
design, procurement chemical cleaning | 381
install effluent chemical (caustic/sulfuric acid) equipment | 381
install lp rotor lower (lead wire check) | 380
ctg rotor removal slab - revise / ifc | 380
pin check and rotor position check (#1 and 3 pkg casing) | 380
ctg rotor removal slab - ifr / ifoa | 380
install lp rotor | 380
lp rotor clearance check | 380
lift up lp rotor | 380
review and approve rotor clearance (lower) | 380
install lp rotor (lower lead wire check) | 380
review and apprve rotor clearance (upper) | 380
review and approve rotor clearance (upper) | 380
ctg rotor removal slab - internal review | 380
install lp rotor upper (lead wire check) | 380
install lp rotor (upper lead wire check) | 380
pin check and rotor position check (#1 & 3pkg casing) | 380
lift up lp rotor / prepare lead wire | 380
ctg rotor removal slab- owner approval | 380
turbine hall gl.1-5 /g-f (bay 3a) - connect installed trusses by secondary beams and bracing | 379
turbine hall gl5-7 /d-c (bay 5b) - connect installed trusses by secondary beams and bracing | 379
turbine hall gl.1-5 /g2/g1-g (bay 2a) - connect installed trusses by secondary beams and bracing | 379
turbine hall gl.1-5 /d-c (bay 6a) - connect installed trusses by secondary beams and bracing | 379
turbine hall gl5-7 /c-b (bay 6b) - connect installed trusses by 2ndary beams & bracing [def_wk07 not required] | 379
turbine hall gl.1-5 /e-d (bay 5a) - connect installed trusses by secondary beams and bracing | 379
turbine hall gl.1-5 /b-a (bay 8a) - connect installed trusses by secondary beams and bracing | 379
turbine hall gl5-7 /e-d (bay 4b) - connect installed trusses by secondary beams and bracing | 379
turbine hall gl.1-5 /c-b (bay 7a) - connect installed trusses by secondary beams and bracing [deferred works] | 379
turbine hall gl5-7 /b-a (bay 7b) - connect installed trusses by secondary beams and bracing | 379
turbine hall gl.1-5 /h-g2/g1 (bay 1a) - connect installed trusses by secondary beams and bracing | 379
turbine hall gl5-7 /h-g1 (bay 1b) - connect installed trusses by secondary beams and bracing (event 046 - roi #199) | 379
turbine hall gl5-7 /f-e (bay 3b) - connect installed trusses by secondary beams and bracing | 379
turbine hall gl.1-5 /f-e (bay 4a) - connect installed trusses by secondary beams and bracing | 379
turbine hall gl5-7 /g1 -f (bay 2b) - connect installed trusses by secondary beams and bracing | 379
construction foundation 20uba7xxx-formwork at sump pit | 378
construction structure hrsg blowdown pit 20uhw - concreting of sump pit | 378
construction walls pump pit 20ugu01 | 378
construction foundation 20uba7xxx-concreting at sump pit | 378
construction foundation 20uba7910/20- concreting for sump pit | 378
construction structure hrsg blowdown pit 20uhw - rebar fixing sump pit | 378
construction structure hrsg blowdown pit 20uhw - formwork erection for side of sump pit | 378
construction foundation 20uba7xxx-rebarwork at sump pit | 378
construction base plate drainage pit 20ugu02 | 378
install 1b blowdown sump pit steel | 378
construction foundation 20uba7910/20- rebarworks for sump pit | 378
construction structure hrsg blowdown pit 20uhw - rebar fixing and grounding installation for base slab (1st pour) | 378
construction structure hrsg blowdown pit 20uhw | 378
install 1a blowdown sump pit steel | 378
install 1c blowdown sump pit steel | 378
construction structure hrsg blowdown pit 20uhw - formwork for wal in pit (2nd pour) | 378
construction walls drainage pit 20ugu02 | 378
construction structure hrsg blowdown pit 20uhw - concreting for wal in pit (2nd pour) | 378
construction structure hrsg blowdown pit 20uhw - curing and dismantling | 378
construction structure hrsg blowdown pit 20uhw - concreting for base slab (1st pour) | 378
construction base plate hrsg blowdown pit 20uhw | 378
construction foundation 20uba7910/20- formworks erection for sump pit | 378
construction base plate pump pit 20ugu01 | 378
construction structure hrsg blowdown pit 20uhw - rebar fixing of wall in pit (2nd pour) | 378
pgn issue to agency - atc/sewer permit or wayne co. septic system permit | 377
agency issue permit - dredge & fill permit (404 permit) & wetlands | 377
pgn issue to agency - dredge & fill permit (404 permit) & wetlands | 377
agency issue permit - atc/sewer permit or wayne co. septic system permit | 377
epc revise and resubmit to pgn - potable water relocation permit | 377
epc revise and resubmit to pgn - dam safety approvals | 377
epc issue to pgn - dam safety approvals | 377
pgn comments due - atc/sewer permit or wayne co. septic system permit | 377
pgn comments due - dam safety approvals | 377
epc issue to pgn - potable water conection (distribution) | 377
development permit and wayne co storm water ordinance - re-submit to pgn for review | 377
pgn issue to agency - potable water conection (distribution) | 377
pgn issue to agency - dam safety approvals | 377
epc revise and resubmit to pgn - potable water conection (distribution) | 377
agency issue permit - potable water conection (distribution) | 377
epc revise and resubmit to pgn - atc/sewer permit or wayne co. septic system permit | 377
agency issue permit - dam safety approvals | 377
pgn comments due - potable water conection (distribution) | 377
development permit and wayne co storm water ordinance - submit to agency (pgn) | 377
dam safety final report | 377
agency issue permit - potable water relocation permit | 377
epc issue to pgn - underground storage tanks | 377
epc issue to pgn - atc/sewer permit or wayne co. septic system permit | 377
pgn issue to agency - potable water relocation permit | 377
set 115kv class breakers [811a] @ gsu 1c | 376
inst 115kv disconn switch [812a] @ gsu 1a | 376
inst 115kv disconn switch [812a] @ gsu 1b | 376
f/r/p gsu 1c breaker - 115kv [811b] fdns | 376
inst 115kv disconn switch [812a] @ ssts | 376
set 115kv class breakers [811a] @ ssts | 376
set 115kv class breakers [811a] @ gsu 1a | 376
f/r/p gsu 1c disconnect switch - 115kv [812b] fdns | 376
set 230kv class breakers [811b] @ stg gsu | 376
set 115kv class breakers [811a] @ gsu 1b | 376
f/r/p gsu 1b disconnect switch - 115kv [812a] fdns | 376
f/r/p gsu 1a disconnect switch - 115kv [812a] fdns | 376
f/r/p sst breaker - 115kv [811a] fdns | 376
f/r/p stg gsu breaker - 230kv [811b] fdns | 376
inst 115kv disconn switch [812a] @ gsu 1c | 376
f/r/p gsu 1a breaker - 115kv [811a] fdns | 376
inst 230kv disconn switch [812b] @ stg gsu | 376
f/r/p gsu 1b breaker - 115kv [811a] fdns | 376
f/r/p stg gsu disconnect switch - 230kv [812b] fdns | 376
f/r/p sst disconnect switch - 115kv [812a] fdns | 376
f/r/p sst bus support [078] fdns | 376
terminate devices fp-308 | 375
terminate devices fp-316 | 375
terminate devices fp-306 | 375
terminate devices fp-303 | 375
terminate devices fp-314 | 375
terminate devices fp-310 | 375
terminate devices fp-601 | 375
terminate devices fp-503 | 375
terminate devices fp-213 | 375
terminate devices 01b | 375
terminate devices fp-205 | 375
terminate devices fp-208 | 375
terminate devices fp-605 | 375
terminate devices fp-307 | 375
terminate devices valve house elect. | 375
terminate devices fp-309 | 375
terminate devicesfp-305 | 375
terminate devices 01c | 375
terminate devices fp-203 | 375
terminate devices fp-315 | 375
terminate devices stg valve house - elec | 375
terminate devices fp-211 | 375
terminate devices fp-202 | 375
terminate devices fp-604 | 375
terminate devices fp-304 | 375
terminate devices fp-501 | 375
terminate devices fp-201 | 375
terminate devices fp-301 | 375
terminate device fp-210 | 375
terminate devices fp-404 | 375
terminate devices fp-206 | 375
terminate devices fp-207 | 375
terminate devices fp-603 | 375
terminate devices fp-311 | 375
terminate devices | 375
terminate devices fp-602 | 375
terminate devices fp-312 | 375
terminate devices fp-212 | 375
terminate devices 01a | 375
terminate devices fp-403 | 375
terminate devices fp-313 | 375
terminate devicesfp-502 | 375
terminate devices fp-204 | 375
terminate devices fp-401 | 375
terminate devices fp-209 | 375
transport secondary steel structure hrsg20_1st part incl. drum supports | 374
manufacturing secondary steel structure hrsg20_1st part | 374
detail design main steel structure hrsg | 374
erect hrsg 1b top access steel & platform | 374
erect hrsg 1a top access steel & platform | 374
basic and detail design / ordering steel structure hrsg - stack | 374
pre-assembly stack incl. insulation / sec. steel hrsg 3rd/4th part | 374
basic and detail design, manufacturing steel structure hrsg - secondary steel | 374
transport stack hrsg 20 | 374
transport secondary steel structure hrsg20_last part | 374
manufacturing main steel structure hrsg20 | 374
basic design main steel structure hrsg (main frame) | 374
transport main steel structure hrsg20 (main frame / casing) | 374
transport steel structure hrsg - secondary steel | 374
transport embedded parts hrsg20 | 374
detail design stack hrsg 20 | 374
detail design, manufacturing main steel structure hrsg (main frame/casing) | 374
transport steel structure umy00y | 374
pre-assembly stack incl. insulation / sec. steel hrsg20_1st/2nd part | 374
hrsg engineering / preparation bd submission - stack / mainframe | 374
erect hrsg 1a bypass stack steel | 374
hrsg engineering / preparation bd submission - platforms/steelwork | 374
transport main steel structure hrsg (main frame/casing)) | 374
transport steel structure 20uly01 | 374
manufacturing stack hrsg 20 | 374
basic design main steel structure hrsg | 374
logistics and customs preparation secondary steel structure hrsg20_1st part incl. drum supports | 374
transport steel structure hrsg - stack | 374
logistics and customs preparation main steel structure hrsg20 | 374
manufacturing secondary steel structure hrsg20_last part | 374
manufacturing steel structure hrsg - stack | 374
logistics and customs preparation secondary steel structure hrsg20_last part | 374
design secondary steel structure hrsg | 374
install fuel oil tank 1a primary shell | 373
weld roof - fuel oil tank | 373
complete fuel oil tank 1a nde | 373
fuel oil tank 1a hydro | 373
install fuel oil tank 1a secondary bottom | 373
install fuel oil tank 1b primary shell | 373
exterior coating fuel oil tank 1b | 373
install fuel oil tank 1b nozzles and piping | 373
complete fuel oil tank 1b nde | 373
install fuel oil tank 1a nozzles and piping | 373
install fuel oil tank 1a foam system [651] | 373
interior coating fuel oil tank 1b | 373
fuel oil tank 1b hydro | 373
field paint fuel oil tank | 373
install fuel oil tank 1b foam system [652] | 373
install fuel oil tank 1a roof | 373
install fuel oil tank 1b secondary shell | 373
install fuel oil tank 1b primary bottom | 373
install fuel oil tank 1b secondary bottom | 373
hydrotest fuel oil tank | 373
interior coating fuel oil tank 1a | 373
install fuel oil tank 1b roof | 373
install fuel oil tank 1a secondary shell | 373
install fuel oil foam house stations [681] | 373
exterior coating fuel oil tank 1a | 373
install fuel oil foam house [191] | 373
install fuel oil tank 1a primary bottom | 373
stg gland steam [431] pipe hydro and restore | 372
hydro & restore bdn [218] pipe | 372
hydro & restore vps [462] | 372
hydro & restore bfw 1a [481] | 372
hydro & restore hps [441] pipe | 372
hydro & restore main rack 1a bfw 1a [481] pipe | 372
hydro & restore bfw 1b [481] pipe | 372
stg pipe hydro and restore | 372
hydro & restore stp [439] | 372
hydro & restore arm [452] | 372
hydro & restore bfw 1b [481] | 372
hydro & restore cws [461] | 372
hydro & restore ctp [311] pipe | 372
hydro & restore ctc [453] | 372
hydro & restore smp [519] pipe | 372
hydro & restore pdr [521] pipe | 372
stg air removal [452] pipe hydro and restore | 372
hydro & restore ccf [516] pipe | 372
hydro & restore chw [377] | 372
hydro & restore hrh [442] pipe | 372
hydro & restore cfd [517] pipe | 372
hydro & restore crh [444] pipe | 372
hydro & restore axs [449] | 372
hydro & restore ccw [464] | 372
hydro & restore crh [444] | 372
hydro & restore cmg [546] | 372
hydro & restore pdr [521] | 372
hydro & restore fps [572] pipe | 372
hydro & restore bfw 1c [481] pipe | 372
hydro & restore bdn [218] | 372
hydro & restore pws [577] pipe | 372
hydro & restore lps [443] | 372
stg steam [439] pipe hydro and restore | 372
hydro & restore cmg [547] pipe | 372
hydro & restore vps [462] pipe | 372
hydro & restore cmg [546] pipe | 372
hydro & restore lps [443] pipe | 372
hydro & restore wdr/sdr [526/578] pipe | 372
hydro & restore aqa [255] pipe | 372
hydro & restore hrh [442] | 372
hydro & restore hps [441] | 372
hydro & restore axs [449] pipe | 372
hydro & restore fgs [561] | 372
hydro & restore cnd [471] | 372
hydro & restore ctp [311] | 372
hydro & restore cnd [471] pipe (phase 1) | 372
hydro & restore chw [377] pipe | 372
evaluate and award heavy haul subcontract | 371
piling subcontract moblization | 371
procurement of subcontract - supply of precast concrete structure (i.e. diversion culvert) | 371
procurement of subcontract - steel structure & heavy lifting | 371
piling subcontract ifp/ifor | 371
piling subcontract award | 371
piling subcontract test pile installation | 371
bid heavy haul subcontract | 371
piling subcontract ifr | 371
test pile subcontract owner review | 371
procurement of subcontract - lift installation (once awarded to otis) | 371
test pile subcontract ifp/ifor | 371
piling subcontract test pile & report | 371
procurement of subcontract - excavation & els (and other civil works) | 371
test pile subcontract bids due | 371
develop scope and issue rfq for heavy haul subcontract | 371
piling subcontract technical bid analysis | 371
procurement of subcontract - building service installation (i.e., elect, acmv, fs, p&d) | 371
piling subcontract bids due | 371
test pile subcontract ifr | 371
procurement of subcontract - grouting & sheet /pipe piling | 371
piling subcontract owner review | 371
test pile subcontract award | 371
flow nozzles & orifice plates - technical bid analysis | 370
flow nozzles & orifice plates - vendor submit drawings (ic) | 370
flow nozzles & orifice plates - vendor fab/delivery | 370
prepare and install lower nozzle | 370
prepare and install lp inner low and lower nozzle (without lp 1st and last stage) | 370
flow nozzles & orifice plates - receive vendor proposals | 370
flow nozzles & orifice plates - negotiate / award / ifc | 370
flow nozzles & orifice plates - internal review / revise | 370
flow nozzles & orifice plates - review vendor drawings / return (ic) | 370
flow nozzles & orifice plates - review / revise / ifp / ifor | 370
flow nozzles & orifice plates - owner review | 370
prepare and install lower nozzles | 370
flow nozzles & orifice plates - prepare spec / ifr | 370
ctp system csb isometric - iffr | 369
bdn system csb isometric - iffr | 369
cws system csb isometric - iffr | 369
fol system csb isometric - iffr | 369
pdr system csb isometric - iffr | 369
csb t/o group #8 iffr cmg - hydrogen | 369
cnd system csb isometric - iffr | 369
ccw system csb isometric - iffr | 369
stg ina system csb isometric - iffr | 369
ccf system csb isometric - iffr | 369
dws system csb isometric - iffr | 369
sdr system csb isometric - iffr | 369
stp system csb isometric - iffr | 369
los system csb isometric - iffr | 369
ctc system csb isometric - iffr | 369
sws system csb isometric - iffr | 369
arm system csb isometric - iffr | 369
pws system csb isometric - iffr | 369
ina system csb isometric - iffr | 369
fgs system csb isometric - iffr | 369
smp system csb isometric - iffr | 369
cmg (nitrogen) system csb isometric - iffr | 369
csb t/o group #8 iffr cmg - nitrogen | 369
aqa system csb isometric - iffr | 369
cmg (h2 and co2) system csb isometric - iffr | 369
vps system csb isometric - iffr | 369
detail design cable support system ubn | 368
detail design cable support system 20uba71 (first submission) | 368
detail design cable support system 20umy (first submission) | 368
detail design cable support system umy | 368
detail design cable support system 90uba10 (first submission) | 368
detail design cable support system 10uen | 368
detail design cable routing | 368
detail design cable support system ube/ubf | 368
detail design cable support system ula | 368
detail design cable support system uca | 368
detail design cable support system steel platfor umc | 368
detail design cable support system 20ubf area (first submission) | 368
detail design cable support system 20ula (first submission) | 368
detail design cable support system 20uba11 (first submission) | 368
detail design cable support system uba/ubd | 368
detail design cable support system 20uba81 (first submission) | 368
detail design cable support system 20umc (first submission) | 368
detail design cable support system 20ura/20urd area(first submission) | 368
detail design cable support system 20uey/00uen/20umx (first submission) | 368
detail design cable support system uqa electrical room | 368
detail design cable support system 20uca (first submission) | 368
basic design cable - overall cable routing dwg yd16 - final submission | 368
basic design cable - overall cable routing dwg yd16 - first submission | 368
cranes & hoists resolve work remaining list | 367
hoist and trolley - owner review | 367
fabrication design/ manufacturing / shop test other cranes and hoist | 367
quotation stage other cranes and hoist | 367
cranes & hoists system walk with pgn | 367
hoist and trolley - vendor submit drawings (st) | 367
transport other cranes and hoist | 367
hoist and trolley - owner approval of vendor | 367
hoist and trolley - revise / ifp / ifor | 367
erection & acceptance test crane for hoist | 367
hoist and trolley - technical bid analysis | 367
cranes & hoists resolve p1 items | 367
logistics and customs preparation other cranes and hoist | 367
cranes & hoists construction completion walk | 367
basic design mechanical / electrical other cranes and hoists | 367
hoist and trolley - negotiate / award / ifc | 367
hoist and trolley - review vendor drawings (st) | 367
hoist and trolley - vendor fab/delivery | 367
contract review / prep. rfq other cranes and hoist | 367
cure discharge deck 2 | 366
strip intake structure decks 1 & 2 | 366
shore/rebar intake structure deck #1 | 366
pour discharge structure deck 1 | 366
strip discharge structure decks 1&2 | 366
cure discharge deck 1 | 366
shore/rebar discharge structure deck 1 | 366
cure intake deck 2 | 366
shore/rebar intake structure deck #2 | 366
cure deck at intake | 366
pour intake structure deck #1 | 366
shore/rebar discharge structure deck 2 | 366
cure intake deck 1 | 366
112 - approval of wsd final amendment plan submission (town water domestic water supply) | 365
117 - wsd form 46 part 1/2 (town water services system) | 365
110 - wsd form 46 part 3 (town water domestic water supply) | 365
122 - wsd form 46 part 5 (town water services system) | 365
120 - approval of wsd final amendment plan submission (town water services system) | 365
119 - wsd final amendment plan submission (town water services system) | 365
115 - wsd form 542 submission (town water services system) | 365
114 - wsd form 46 part 5 (town water domestic water supply) | 365
121 - wsd form 46 part 4 (town water services system) | 365
125 - wsd form 46 part 1/2 (fresh fire water supply) | 365
124 - approval of wsd form 542 submission (fresh fire water supply) | 365
108 - approval of wsd form 542 submission (town water domestic water supply) | 365
126 - wsd form 46 part 3 (fresh fire water supply) | 365
111 - wsd final amendment plan submission (town water domestic water supply) | 365
128 - approval of wsd final amendment plan submission (fresh fire water supply) | 365
127 - wsd final amendment plan submission (fresh fire water supply) | 365
109 - wsd form 46 part1/2 (town water domestic water supply) | 365
129 - wsd form 46 part 4 (fresh fire water supply) | 365
107 - wsd form 542 submission (town water domestic water supply) | 365
130 - wsd form 46 part 5 (fresh fire water supply) | 365
118 - wsd form 46 part 3 (town water services system) | 365
113 - wsd form 46 part 4 (town water domestic water supply) | 365
116 - approval of wsd form 542 submission (town water services system) | 365
123 - wsd form 542 submission (fresh fire water supply) | 365
basic design steel structure 20uex01 | 364
detail design steel structure 20umx02 | 364
detail design steel structure 20utg06 | 364
detail design steel structure 20uba1110/20 | 364
detail design steel structure 20utg02 | 364
detail design / checker steel structure ugy | 364
basic design steel structure incl. 3d model 20ube/ubf | 364
detail design / checker steel structure ula | 364
detail design steel structure 20uba8110/20 | 364
detail design steel structure 20urd | 364
basic design steel structure 20uba7910/20 | 364
basic design steel structure 20uen | 364
basic design steel structure 20ubl | 364
basic design steel structure 20uhw | 364
detail design steel structure 20ubn | 364
detail design steel structure 20utg04 | 364
detail design steel structure 20ubd01/02 | 364
detail design steel structure 20uba7910/20 | 364
basic design steel structure 01uba9010/20 | 364
detail design steel structure 20ubd03/04 | 364
detail design steel structure 20uhw | 364
detail design / checker steel structure uhw | 364
basic design steel structure 20ura | 364
detail design steel structure 01uba9010/20 | 364
detail design steel structure ubf/ube | 364
detail design / checker steel attached to main frame | 364
detail design steel structure 20utg03 | 364
basic design steel structure 20ubx | 364
detail design / checker steel structure umy00y | 364
detail design steel structure 20ubx | 364
detail design steel structure 20ura | 364
detail design steel structure uba7xxx | 364
detail design / checker steel structure ubf/ube | 364
detail design / delta engineering steel structure 20uly01 | 364
detail design steel structure 20utg01 | 364
detail design steel structure 20uen | 364
client - review - detail design steel structure- 20ube/ubf | 364
detail design steel structure 20utg07 | 364
basic design steel structure uba7xxx | 364
detail design steel structure 20ubl | 364
detail design steel structure 20utg05 | 364
basic design steel structure 20uba8110/20 | 364
basic design steel structure 20uba1110/20 | 364
detail design steel structure 20uex01 | 364
construction finishing works 20uex01 | 363
final works and cleaning | 363
detail design finishing works 20uex01 | 363
purchasing, transport finishing works material 20umc | 363
finishing works 01uba9010/20 | 363
finishing works 20uba7xxx | 363
finishing works uza | 363
completion finishing works 20umc | 363
purchasing, transport finishing works material 20uex01 | 363
finishing works 20uba8110/20 | 363
finishing works 20uba7910/20 | 363
detail design finishing works 20umc | 363
finishing works 20uba1110/20 | 363
place & finish | 363
construction finishing works 20umc | 363
ctg 1a rock / final site cover | 362
rock / final site cover - bop north | 362
ammonia area rock / final site cover | 362
area rock / final site cover - bop west | 362
demin area rock / final site cover | 362
area rock / final site cover - bop south | 362
hrsg 1a area rock / final site cover | 362
hrsg 1b area rock / final site cover | 362
tank area rock / final site cover | 362
stg elect bldg area rock / final site cover | 362
hrsg 1c area rock / final site cover | 362
ctg 1c area rock / final site cover | 362
ctg 1b area rock / final site cover | 362
wsac area rock / final site cover | 362
stg area rock / final site cover | 362
area rock / final site cover - bop east | 362
ct-1a fuel gas complete turnover package | 361
gas system turnover system | 361
ct-1b fuel oil system complete turnover package | 361
ct-1c fuel oil system turnover system | 361
fuel oil tanks turnover system | 361
ct-1c fuel gas complete turnover package | 361
ct-1a fuel oil system turnover system | 361
waste oil storage area turnover system | 361
ct-1b fuel gas turnover system | 361
common fuel oil system complete turnover package | 361
ct-1c fuel gas turnover system | 361
ct-1a fuel oil system complete turnover package | 361
ct-1a fuel gas turnover system | 361
fuel oil tanks complete turnover package | 361
terminate - gas system | 361
ct-1b fuel oil system turnover system | 361
ct-1b fuel gas complete turnover package | 361
gas system complete turnover package | 361
ct-1c fuel oil system complete turnover package | 361
common fuel oil system turnover system | 361
water treatment vndr fab/delivery | 360
condenser protection testing | 360
insulation condenser | 360
condenser pre-commissioning | 360
condenser filling | 360
logistics and customs preparation st condenser 20mag | 360
condensate system #1 pre-commissioning | 360
set condenser | 360
condenser - owner review | 360
method statement - (10mag) condensing system | 360
condenser air extraction system pre-commissioning | 360
logistics and customs preparation condenser foundation parts | 360
insulation condenser mag20 | 360
condenser - internal review | 360
transport st condenser mag to port of export | 360
hydro test & stg clean & close condenser | 360
start-up - clean and close condenser | 360
install condenser tube bundles & tack off | 360
cold commissioning and system setup for filling of condenser (pending top) | 360
condenser cleaning | 360
weldout condenser tube bundle plates | 360
transport condenser foundation parts | 360
setting up of assembly and check foundation condenser mag20 | 360
hydro the condenser | 360
feasible placing condenser cleaning screen | 360
condensate pre-commissioning | 360
electrical erection cathodic protection condenser | 360
pressure test condenser | 360
instrument air (condenser) pre-commissioning | 360
condenser - owner review | 360
condenser ball cleaner vndr fab/delivery | 360
condensate system clean hotwell | 360
transport st condenser 20mag | 360
condenser vendor fab/delivery | 360
transport condenser mag | 360
cold commissioning and system setup for filling of condenser | 360
electrical erection condenser mag20 | 360
condensate system loop verfication | 360
condenser loop verification | 360
start-up - restore piping inside of condenser and remove scaffolding | 360
itp for - (10mag) condensing system | 360
condensate system pre-commissioning | 360
design / manufacturing st condenser 20mag | 360
design / manufacturing st condenser mag | 360
set up and check condenser foundations | 360
condenser vndr fab/delivery | 360
erect 5kv swgr bldg floor frame steel | 359
touch-up 5kv swgr bldg steel | 359
erect east side hrsg 1a steel | 359
erect 5kv swgr bldg handrail/toeplate | 359
touch-up stg elec bldg steel | 359
erect stg west side upper steel | 359
erect stg elec bldg floor frame steel | 359
erect east side hrsg 1b steel | 359
erect 5kv swgr bldg grating | 359
erect west side hrsg 1b steel | 359
erect stg east side lower steel | 359
erect stg west side lower steel | 359
erect west side hrsg 1a steel | 359
erect hrsg 1c jib crane | 359
erect west side hrsg 1c steel | 359
erect hrsg 1a jib crane | 359
erect 5kv swgr bldg steel | 359
erect stg north end upper steel | 359
erect stg steel under table top (mezz level) | 359
erect stg north end stg steel lower | 359
erect east side hrsg 1c steel | 359
erect hrsg 1b jib crane | 359
erect admin/ctrl/whs/shop [001,002,004,008] bldg (night shift) - wall steel | 359
erect stg south end and gantry steel - lower & upper | 359
erect stg east side upper steel | 359
aux boiler chem feed complete turnover package | 358
aux boiler chem feed system turnover walk with pgn | 358
aux boiler chemical feed system walk with pgn | 358
aux boiler chemical feed construction completion walk | 358
aux boiler chemcial feed fill & test system | 358
aux boiler chemcial feed loop verfication | 358
aux boiler blowdown turnover system | 358
aux steam piping notification of turnover walk to pgn | 358
aux boiler gas system turnover walk with pgn | 358
aux boiler turnover system | 358
auxiliary boiler blowdown system walk with pgn | 358
aux boiler gas turnover system | 358
auxiliary boiler fuel gas system walk with pgn | 358
aux boiler & piping system turnover walk with pgn | 358
aux boiler complete turnover package | 358
aux boiler gas notification of turnover walk to pgn | 358
aux boiler system turnover walk with pgn | 358
aux boiler instrument air system walk with pgn | 358
aux boiler instrument air construction completion walk | 358
aux boiler chem feed pre-commission and restoration walk | 358
aux boiler & piping complete turnover package | 358
aux boiler gas complete turnover package | 358
aux boiler & piping notification of turnover walk to pgn | 358
aux boiler & piping turnover system | 358
aux boiler chem feed turnover system | 358
aux boiler chem feed construction completion walk | 358
aux boiler chem feed notification of turnover walk to pgn | 358
aux boiler notification of turnover walk to pgn | 358
aux boiler blowdown notification of turnover walk to pgn | 358
aux boiler blowdown system turnover walk with pgn | 358
aux steam piping system turnover walk with pgn | 358
aux boiler blowdown complete turnover package | 358
auxiliary steam system walk with pgn | 358
aux boiler chem feed pre-commissioning | 358
rack steel delivery - seq 4 (mr) | 357
rack steel delivery - seq 1 (fr-a-1) | 357
main pipe rack steel - seq 2 fab / delivery | 357
main pipe rack steel - seq 7 fab / delivery | 357
rack steel delivery - seq 6 (st-1) | 357
main pipe rack steel - seq 4 fab / delivery | 357
rack steel delivery - seq 2 (fr-a-2) | 357
rack steel delivery - seq 7 (st-2) | 357
structural steel - vendor submit rack drawings - seq 6 (st-1) | 357
structural steel - review vendor drawings rack - seq 2 (fr-a-2) | 357
structural steel - vendor submit rack drawings - seq 1 (fr-a-1) | 357
rack steel delivery - seq 5 (fr-b-2) | 357
structural steel - review rack drawings - seq 3 (fr-b-1) | 357
main pipe rack steel - seq 6 fab / delivery | 357
rack steel delivery - seq 3 (fr-b-1) | 357
main pipe rack steel - seq 8 fab / delivery | 357
structural steel - review rack drawings - seq 7 (st-2) | 357
structural steel - vendor submit rack drawings - seq 7 (st-2) | 357
main pipe rack steel - seq 3 fab / delivery | 357
structural steel - vendor submit rack drawings - seq 3 (fr-b-1) | 357
structural steel - review rack vendor drawings - seq 1 (fr-a-1) | 357
main pipe rack steel - seq 5 fab / delivery | 357
structural steel - vendor submit rack drawings - seq 4 (mr) | 357
structural steel - vendor submit rack drawings - seq 2 (fr-a-2) | 357
structural steel - review rack drawings - seq 4 (mr) | 357
structural steel - review rack drawings - seq 5 (fr-b-2) | 357
main pipe rack steel - seq 1 fab / delivery | 357
structural steel - vendor submit rack drawings - seq 5 (fr-b-2) | 357
structural steel - review rack drawings - seq 6 (st-1) | 357
detail design, manufacturing, shop test for bop i&c field cabinets | 356
network/cabinet installation | 356
i/o cabinet installation | 356
transport to testing facility bop i&c cabinets for electrical modulesï¿½s | 356
detail design hw engineering gt i&c cabinets for electrical modules 20uba20uba7320 | 356
set emerson cabinets (12ea) | 356
transport gt i&c cabinets cj-/cpa to electrical modules manufacturer | 356
manufacturing bop i&c cabinets for electrical modules 20uba7310/30 and om equip. for precommissioning test | 356
detail design hw engineering bop i&c cabinets for plant shop test and i&c for uqa elec. room | 356
manufacturing i&c cabinets for electrical modules's and om equip. for precommissioning test | 356
detail design hw engineering bop i&c cabinets for electrical modules 20uba20uba7310/30 | 356
installation of i&c cabinets | 356
control cabinet installation | 356
transport to workshop bop i&c cabinets for electrical modules 20uba7310/30 | 356
energization of cabinets/components and i&c checks | 356
manufacturing gt i&c cabinets for electrical modules 20uba7320 and om equip. for precommissioning test | 356
manufacturing gt i&c cabinets | 356
transport to workshop bop i&c cabinets for plant shop test and i&c for uqa elec. room | 356
detail design / manufacturing/ shop test for bop i&c field cabinets | 356
manufacturing bop i&c cabinets for plant shop test and i&c for uqa elec. room | 356
st i&c design/procurement/manufacturing cabinets | 356
transport to workshop gt i&c cabinets for electrical modules 20uba7320 | 356
manufacturing bop ap server + plc/cs3000 - cabinets (protection) (for precommissioning test) | 356
detail design hw engineering hrsg i&c cabinets for electrical modules's and om equip. for precommissioning test | 356
east wasterwater drains lb [526] a/g pipe | 355
hrsg 1a blowdown lb/sb [218] a/g pipe | 355
install stg area fgs sb [561] pipe | 355
west plant drains sb [521] a/g pipe | 355
install stg area and rack air removal sb [452] a/g pipe | 355
hrsg 1a plant drains lb [521] a/g pipe | 355
install ccw lb/sb [464] pipe across c/l 1b | 355
install air removal lb/sb [452] pipe across c/l 1b | 355
install stg area ccf sb [516] a/g pipe | 355
hrsg 1b condensate pipe lb [471] | 355
install stg area ccw [464] lb a/g pipe | 355
finger 1a cmg sb [546] a/g pipe | 355
east service water lb [511] a/g pipe | 355
install stg cond #2 [471] a/g sb pipe | 355
install stg hrh lb [442] a/g pipe | 355
install stg area ina sb [543] a/g pipe | 355
install stg elect bldg samp/ch fd [519] pipe | 355
install stg air removal [452] a/g pipe - lb | 355
hrsg 1b cmg sb [546] a/g pipe | 355
install stg area ccw [464] sb a/g pipe | 355
install stp lb/sb [439] pipe across c/l 1b | 355
install stg ina sb [543] a/g pipe | 355
install stg area and rack air removal lb [452] a/g pipe | 355
stg area and rack plant drains lb [521] a/g pipe | 355
install cmg sb [546] pipe across c/l 1b | 355
install stg cond #2 [471] a/g lb pipe | 355
hrsg 1a condensate pipe lb/sb [471] | 355
install stg air removal [452] pipe - sb | 355
install stg elect bldg area ina sb [543] a/g pipe | 355
install stg crh lb [444] a/g pipe | 355
hrsg 1b plant drains lb [521] a/g pipe | 355
hrsg 1b blowdown lb/sb [218] a/g pipe | 355
stg air removal sb [452] a/g pipe | 355
install cmg [546] pipe across c/l 1a | 355
install stg elect bldg area ccw sb [464] a/g pipe | 355
install stg fire prot [572] a/g pipe - lb | 355
aux cmg sb [546] a/g pipe | 355
main rack 1b air removal sb [452] a/g pipe | 355
hrsg 1a cmg sb [546] a/g pipe | 355
erection spray deluge system for 20bft01/02 20sgc | 354
cold commissioning spray deluge system under electrical modules 20uba76xx/77xx/7410/73xx/7210/7110 20sgc | 354
erection spray deluge system for 20mkc02 20sgc | 354
erection spray deluge system under electrical modules 20uba7910/20 20sgc | 354
cold commissioning spray deluge system in lac enclosures sgc | 354
cold commissioning spray deluge system for 20bft01/02 20sgc | 354
signal and interface tests ff spray deluge system for 20bat/ bbt sgc | 354
erection spray deluge system under electrical modules 20uba76xx/77xx/7410/73xx/7210/7110 20sgc | 354
cold commissioning spray deluge system for 20bft03/04 20sgc | 354
erection spray deluge system under electrical modules 20uba1110/20 | 354
cold commissioning ff spray deluge systems for ts auxiliary oil systems / h2 systems sgc | 354
cold commissioning spray deluge system under electrical modules 20uba1110/20 | 354
erection spray deluge system in lac enclosures sgc | 354
erection spray deluge system for 20bbt01/02 20sgc | 354
cold commissioning spray deluge system under electrical modules 20uba8110/20 20sgc | 354
cold commissioning spray deluge system for lcb / ldk pump area sgc | 354
erection spray deluge system for 20uex01 20sgc | 354
erection spray deluge system for lcb / ldk pump area sgc | 354
erection spray deluge system for 20bft03/04 20sgc | 354
erection spray deluge system under electrical modules 01uba9010/20 20sgc | 354
erection spray deluge system under electrical modules 20uba8110/20 20sgc | 354
cold commissioning spray deluge system under electrical modules 01uba9010/20 20sgc | 354
erection spray deluge system for 20mkc01/mbj01 20sgc | 354
cold commissioning spray deluge system under electrical modules20uba7910/20 20sgc | 354
erection spray deluge system sgc for 20bat 20sgc | 354
manufacturing casing hrsg20 | 353
manufacturing st lp outer casing | 353
preparation and installation of inner and outer upper casing | 353
transport st lp inner casing ma- | 353
main casing erection & welding hrsg20 | 353
transport st ma- (lp-rotor, inner casing) | 353
assemble packing casing upper half (#1 & #3) | 353
final assembly of lp upper inner casing | 353
manufacturing st lp inner casing | 353
lift up upper casing (outer and inner) | 353
assemble packing casing upper half (#1 and #3) | 353
logistics and customs preparation st lp inner casing ma- | 353
transport st ma- (lp outer casing) to banten port | 353
transport st ma- (lp-rotor, inner casing) to north sea port | 353
transport st lp outer casing ma- | 353
logistics and customs preparation st lp outer casing ma- | 353
transport st ma- (lp outer casing) | 353
pre-assembling/ erection lp1-outer casing ma | 353
finishing casing assembly ma | 353
remove upper casings | 353
electrical erection st bearing casings | 353
transport module 20maw10y | 352
transport module 20pgb10y | 352
transport module 20uey01/02y | 352
transport module 20lca50y | 352
transport module 20uly00y | 352
transport modules | 352
transport module 20umcm1y | 352
transport upy00y module | 352
transport module 20pcb10y | 352
transport mal00y module | 352
transport module 20maw50y | 352
transport module 20mag50y | 352
transport module 20pgb20y | 352
transport module 20mal00yc | 352
transport module 20umy00y | 352
transport module 20ldk00y | 352
transport module 20upy00y | 352
pre testing fp-502 | 351
pre testing fp-202 | 351
pre testing fp-605 | 351
pre testing fp-314 | 351
pre testing fp-210 | 351
pre test fp-308 | 351
pre testing fp-603 | 351
pre testing fp-311 | 351
pre testing fp-212 | 351
pre testing fp-401 | 351
pre testing fp-206 | 351
pre testing fp-301 | 351
pre testing fp-203 | 351
pre testing fp-305 | 351
pre testing fp-315 | 351
pre testing fp-310 | 351
pre test fp-309 | 351
pre testing fp-303 | 351
pre testing fp-207 | 351
pre testing fp-204 | 351
pre testing fp-602 | 351
pre testing fp-208 | 351
pre testing fp-316 | 351
pre testing fp-601 | 351
pre testing fp-404 | 351
pre testing fp-304 | 351
pre testing fp-312 | 351
pre testing fp-209-01c | 351
pre testing fp-503 | 351
pre testing fp-211 | 351
pre testing fp-306 | 351
pre testing fp-501 | 351
pre testing fp-205 | 351
pre testing fp-313 | 351
pre testing fp-307 | 351
pre testing fp-604 | 351
pre test fp-213 | 351
pre testing fp-201 | 351
work preparation foundation 20umc- part3 ne pile trimming/plate welding/u-bar installation | 350
work preparation / excavation / pile trimming / plate welding 20upy- blinding | 350
work preparation / excavation / pile trimming / plate welding 20ube/ubf - blinding | 350
work preparation / excavation / pile trimming / plate welding 20uey01 part 1 | 350
work preparation / excavation / pile trimming / plate welding 20upy- pile trimming | 350
work preparation / excavation / pile trimming / plate welding 20ube/ubf - preparation and excavation | 350
work preparation / excavation / pile trimming / plate welding 20uey01 part 2 | 350
work preparation / pile trimming / plate welding cep/ldk - pit 20umc | 350
work preparation / excavation / pile trimming / plate welding 20upy- excavation | 350
work preparation / excavation / pile trimming / plate welding 20ube/ubf | 350
work preparation / excavation / pile trimming / plate welding 20ube/ubf - pile trimming | 350
work preparation / excavation / pile trimming / plate welding 20ubx/20ubg03 | 350
work preparation foundation 20umc- part2 nw pile trimming/plate welding/u-bar installation | 350
work preparation / pile trimming / plate welding turboset area 20umc | 350
work preparation foundation 20umc- part1 sw pile trimming/plate welding/u-bar installation | 350
work preparation / excavation / pile trimming / plate welding 20uba7xxx | 350
work preparation foundation 20umc- part4 se pile trimming/plate welding/u-bar installation | 350
wsac cf bldg floor framing - internal review | 349
wsac cf bldg floor framing - ifr / ifoa | 349
stg/bop bldg floor framing - revise / ifc | 349
wsac cf bldg floor framing - owner approval | 349
stg/bop bldg floor framing - internal review | 349
5kv bldg floor framing - ifr / ifoa | 349
stg/bop bldg floor framing - ifr / ifoa | 349
stg/bop bldg floor framing - owner approval | 349
5kv bldg floor framing - revise / ifc | 349
stg/bop bldg floor framing - receive owner comments | 349
5kv bldg floor framing - design / ifr / ifoa | 349
stg/bop bldg floor framing - design / ifr / ifoa | 349
wsac cf bldg floor framing - revise / ifc | 349
5kv bldg floor framing - receive owner comments | 349
5kv bldg floor framing - internal review | 349
5kv bldg floor framing - owner approval | 349
installation of connection material in customer site tp-m9a | 348
installation of connection material in customer site tp-m18a | 348
installation of connection material in customer site tp-m10a | 348
installation of connection material in customer site tp-c1a | 348
not applicable - installation of connection material in customer site tp-m23a | 348
installation of connection material in d2 site tp-e4 (by client) | 348
installation of connection material in customer site tp-i17 | 348
installation of connection material in customer site tp-i15 | 348
installation of connection material in customer site tp-i21 | 348
installation of connection material in customer site tp-m14b | 348
not applicable - installation of connection material in customer site tp-m24a | 348
installation of connection material in customer site tp-i23 | 348
installation of connection material in customer site tp-m26a | 348
installation of connection material in customer site tp-m5b | 348
installation of connection material in customer site tp-c6a | 348
installation of connection material in customer site tp-m28a | 348
installation of connection material in customer site tp-c2a | 348
not applicable - installation of connection material in customer site tp-m25a | 348
installation of connection material in customer site tp-i3 | 348
installation of connection material in customer site tp-i6 | 348
installation of connection material in customer site tp-e6 | 348
installation of connection material in customer site tp-m1a | 348
installation of connection material in customer site tp-e2 | 348
installation of connection material in customer site tp-i5 | 348
installation of connection material in customer site tp-c5a | 348
installation of connection material in customer site tp-c3a | 348
installation of connection material in customer site tp-c8a | 348
installation of connection material in customer site tp-i1 | 348
installation of connection material in customer site tp-i19ii | 348
installation of connection material in customer site tp-e6ii | 348
installation of connection material in customer site tp-c7a | 348
installation of connection material in customer site tp-m17a | 348
installation of connection material in customer site tp-i12 | 348
installation of connection material in customer site tp-f2a | 348
installation of connection material in customer site tp-i13 | 348
installation of connection material in d2 site tp-e5 | 348
installation of connection material in customer site tp-m7a | 348
installation of connection material in customer site tp-i2iii | 348
installation of connection material in customer site tp-m1b | 348
installation of connection material in customer site tp-m13a | 348
installation of connection material in customer site tp-f1c | 348
installation of connection material in customer site tp-e3 | 348
installation of connection material in customer site tp-i4 | 348
installation of connection material in customer site tp-f1a | 348
installation of connection material in customer site tp-i2i | 348
installation of connection material in customer site tp-m6b | 348
installation of connection material in customer site tp-m9b | 348
installation of connection material in customer site tp-m5a | 348
installation of connection material in customer site tp-c9a | 348
installation of connection material in customer site tp-f1b | 348
not applicable - installation of connection material in customer site tp-m21a | 348
installation of connection material in customer site tp-m4a | 348
installation of connection material in customer site tp-m8a | 348
not applicable - installation of connection material in customer site tp-m22a | 348
installation of connection material in customer site tp-m29a | 348
not applicable - installation of connection material in customer site tp-m20a | 348
installation of connection material in customer site tp-m14a | 348
installation of connection material in customer site tp-i10 | 348
installation of connection material in customer site tp-m6a | 348
installation of connection material in customer site tp-m7b | 348
not applicable - installation of connection material in customer site tp-m19a | 348
installation of connection material in customer site tp-i22 | 348
installation of connection material in customer site tp-i18 | 348
installation of connection material in customer site tp-m2c | 348
installation of connection material in customer site tp-i20 | 348
installation of connection material in customer site tp-i2iv | 348
installation of connection material in customer site tp-m13b | 348
installation of connection material in customer site tp-m15a | 348
installation of connection material in customer site tp-i16 | 348
installation of connection material in customer site tp-m16a | 348
installation of connection material in customer site tp-c10a | 348
installation of connection material in customer site tp-i19i | 348
installation of connection material in customer site tp-c4a | 348
installation of connection material in customer site tp-i2ii | 348
fps system ug yp - revise / check / ifc | 347
fps system p&id - revise / ifc | 347
testing fps [572] system | 347
fps system ag & ug p&id - internal review | 347
fps system ag & ug p&id - ownerreview | 347
fps system lb isometric - internal/owner review | 347
fps system ug yp - internal review | 347
fps system ag p&id - revise / check / rfr | 347
fps system p&id - ag rfr / ifoa | 347
fps system ag p&id - revise / ifc | 347
fps system ug p&id - revise / check / rfr | 347
fps system lb isometric - internal review | 347
fps system ug yp - route / check / ifr | 347
fps system p&id - ug rfr (revision for hdpe) | 347
fps system ag & ug p&id - design / check / ifr / ifor | 347
fps system p&id - ug rfr / ifoa | 347
terminate - vacuum priming | 346
condenser ball recirc skids, waterbox vacuum priming pump, pipe sppt fndn's - internal review | 346
circ water vacuum priming skids | 346
install vacuum priming pumps @ discharge structure | 346
condenser ball recirc skids, waterbox vacuum priming pump, pipe sppt fndn's - ifr / ifoa | 346
establish vacuum. | 346
condenser ball recirc skids, waterbox vacuum priming pump, pipe sppt fndn's - revise / ifc | 346
procurement material cooling tower - vacuum skid & piping - 20pad | 346
24hr vacuum hold prior to oil filling | 346
commission vacuum priming pumps and skid equipment | 346
establish vacuum | 346
install raceway - vacuum priming | 346
vacuum priming resolve p1 items | 346
transport (eu) 20pad vacuum skid & piping | 346
vacuum priming resolve work remaining list | 346
fabrication design cooling tower - vacuum skid & piping - 20pad | 346
manufacturing cooling tower - vacuum skid & piping - 20pad | 346
vacuum priming system walk with pgn | 346
pull cable - vacuum priming | 346
logistics and customs preparation - (eu) 20pad vacuum skid & piping | 346
condenser ball recirc skids, waterbox vacuum priming pump, pipe sppt fndn's - owner approval | 346
vacuum pulling ongoing in preparation for oil filling | 346
first vacuum pulling | 346
vacuum priming construction completion walk | 346
install stg circ water vacuum priming skid [181] | 346
a/g shop fabricated tanks spec - issue vendor for owner approval | 345
ug shop fab steel tanks - review vendor drawings / return (st) | 345
shop fab tanks receive proposals | 345
shop fab tanks - vendor submit drawings (me) | 345
ug tanks / ows - owner approval of vendor | 345
shop fab tanks - review vendor drawings (st) | 345
u/g shop fab tank fndns - design / ifr / ifoa | 345
ug tanks / ows - owner review | 345
ug shop fab steel tanks - vendor fab/delivery | 345
ug tanks / ows - review / revise / ifp/ifor | 345
ug tanks / ows - vendor submit drawings (st) | 345
shop fab tanks spec vndr fab/delivery | 345
a/g shop fabricated tanks internal review/revise/ifp/ifor | 345
shop fab tanks - owner review | 345
ug shop fab steel tanks - owner review | 345
shop fab tanks spec ifc/award | 345
u/g shop fab tank fndns - receive owner comments | 345
ug shop fab steel tanks - internal review / revise | 345
ug shop fab steel tanks - vendor submit drawings (st) | 345
ug tanks / ows - fiberglass/steel evaluation | 345
shop fab tanks - vendor submit drawings (st) | 345
ug shop fab steel tanks -receive vendor proposals | 345
a/g shop fabricated tanks spec ifc/award | 345
shop fab tanks - owner approval of vendor | 345
ug shop fab steel tanks - review vendor drawings / return (me) | 345
ug tanks / ows - vendor drawings (me) | 345
ug tanks / ows -receive vendor proposals | 345
ug shop fab steel tanks - negotiate / award / ifc | 345
ug shop fab steel tanks - vendor submit drawings (me) | 345
shop fab tanks - review / revise / ifp/ifor | 345
a/g shop fabricated tanks spec ifr | 345
ug tanks - vendor fab/delivery | 345
ug shop fab steel tanks - issue vendor for owner approval | 345
ug tanks / ows - review vendor drawings (me) | 345
ug shop fab steel tanks - prepare spec / ifr | 345
ug shop fab steel tanks - review / revise / ifp/ifor | 345
ug tanks / ows - review vendor drawings (st) | 345
a/g shop fabricated tanks spec vendor fab/delivery | 345
u/g shop fab tank fndns - internal review | 345
a/g shop fabricated tanks - owner review | 345
a/g shop fabricated tanks vendor proposal duration/receive proposals | 345
shop fab tanks - review vendor drawings (me) | 345
u/g shop fab tank fndns - revise / ifc | 345
update of transition plan tp-m13b | 344
update of transition plan tp-i19i | 344
update of transition plan tp-m18a | 344
update of transition plan tp-c7a | 344
update of transition plan tp-c3a | 344
update of transition plan tp-m9b | 344
update of transition plan tp-m8a | 344
update of transition plan tp-f2a | 344
not applicable - update of transition plan tp-m23a | 344
not applicable - update of transition plan tp-m19a | 344
update of transition plan tp-m5a | 344
update of transition plan tp-c5a | 344
update of transition plan tp-m6a | 344
update of transition plan tp-m10a | 344
update of transition plan tp-i4 | 344
update of transition plan tp-m1a | 344
update of transition plan tp-m15a | 344
update of transition plan tp-i2iv | 344
update of transition plan tp-m13a | 344
update of transition plan tp-m1b | 344
update of transition plan tp-i22 | 344
update of transition plan tp-c2a | 344
update of transition plan tp-i1 | 344
update of transition plan tp-f1c | 344
not applicable - update of transition plan tp-m20a | 344
update of transition plan tp-i19ii | 344
update of transition plan tp-i17 | 344
update of transition plan tp-m5b | 344
update of transition plan tp-i21 | 344
update of transition plan tp-i10 | 344
update of transition plan tp-i16 | 344
update of transition plan tp-i2iii | 344
update of transition plan tp-i23 | 344
update of transition plan tp-m14b | 344
update of transition plan tp-c4a | 344
update of transition plan tp-i6 | 344
update of transition plan tp-m7b | 344
update of transition plan tp-i3 | 344
update of transition plan tp-e4 | 344
update of transition plan tp-e3 | 344
not applicable - update of transition plan tp-m22a | 344
update of transition plan tp-i20 | 344
update of transition plan tp-f1b | 344
update of transition plan tp-m28a | 344
update of transition plan tp-c6a | 344
update of transition plan tp-i5 | 344
update of transition plan tp-m17a | 344
update of transition plan tp-i13 | 344
update of transition plan tp-c1a | 344
update of transition plan tp-i2ii | 344
update of transition plan tp-m9a | 344
update of transition plan tp-m16a | 344
update of transition plan tp-c10a | 344
update of transition plan tp-f1a | 344
update of transition plan tp-i12 | 344
not applicable - update of transition plan tp-m24a | 344
update of transition plan tp-i18 | 344
update of transition plan tp-e5 | 344
update of transition plan tp-m2c | 344
update of transition plan tp-c9a | 344
update of transition plan tp-m6b | 344
update of transition plan tp-m7a | 344
update of transition plan tp-i2i | 344
not applicable - update of transition plan tp-m21a | 344
update of transition plan tp-c8a | 344
update of transition plan tp-m29a | 344
update of transition plan tp-m14a | 344
update of transition plan tp-i15 | 344
update of transition plan tp-m4a | 344
diversion culvert - bd consent for commencement of excavation & els (c2) [approval deemed] | 343
dpt /zone a (southern section) - bd consent for commencement of excavation & els | 343
outfall apron modif - bd consent for commencement of excavation & els | 343
shaft a - bd consent for excavation & els | 343
diversion culvert (c2) - construction of diversion culvert including excavation & els | 343
shaft e - bd consent for excavation & els from +4.7 to -1.6 mpd | 343
discharge culvert /zone a1 (eastern section) - bd consent for commencement of excavation & els | 343
discharge culvert /zone a3 (western section) - bd consent for commencement of excavation & els | 343
shaft f - bd consent for commencement of excavation & els (above +3.2 mpd) | 343
shaft f - bd consent for commencement of excavation & els (from +3.2 to -9.6 mpd)[resubmit] | 343
dpt /zone c (northern section) - bd consent for commencement of excavation & els | 343
discharge culvert /zone b (shaft e interface section) - bd consent for commencement of excavation & els | 343
shaft f - bd consent for commencement of excavation & els (from +3.2 to -9.6 mpd)[withdrawn] | 343
diversion culvert - bd consent for commencement of excavation & els (c1) | 343
shaft f - bd consent for commencement of excavation & els below -17 mpd | 343
shaft e - bd consent for excavation & els above +4.7 mpd | 343
cwps - bd consent for commencement of excavation & els | 343
section 2 - install u/g utility pipe - condenser to canal - (area x) | 342
section 2 - excavate, install pipe, test & backfill u/g cw pipe condenser to canal | 342
section 1 - excavate, install pipe, test & backfill u/g cw pipe condenser to canal | 342
section 7 - excavate, install pipe, test & backfill u/g cw pipe condenser to canal | 342
section 3 - install u/g utility pipe - condenser to canal - (area x) | 342
section 1 - install u/g utility pipe - condenser to canal - (area x) | 342
section 4 - install u/g utility pipe - condenser to canal - (area x) | 342
section 4 - excavate, install pipe, test & backfill u/g cw pipe condenser to canal | 342
section 5/6 - excavate, install pipe, test & backfill u/g cw pipe condenser to canal | 342
section 8 - excavate, install pipe, test & backfill u/g cw pipe condenser to canal | 342
section 7 - install u/g utility pipe - condenser to canal - (area x) | 342
section 3 - excavate, install pipe, test & backfill u/g cw pipe condenser to canal | 342
section 5/6 - install u/g utility pipe - condenser to canal - (area x) | 342
section 8 - install u/g utility pipe - condenser to canal - (area x) | 342
cws system ug isometric - route / check / ifr | 341
cnd (main & fingers) lb isometric - route / ifr / ifor | 341
fol system lb isometric - route / ifr / ifor | 341
cws system lb isometric - route / check / ifr | 341
sws system lb isometric - route / check / ifr | 341
ccw system lb isometric - route / ifr / ifor | 341
ina system lb isometric - route / check / ifr | 341
wdr system lb isometric - route / ifr / ifor | 341
dws system lb isometric - route / check / ifr | 341
ctp system lb isometric - route / ifr / ifor | 341
pdr system lb isometric - route / ifr / ifor | 341
cws system lb isometric - route / ifr / ifor | 341
cws system ug isos - route / check / ifr | 341
fol system lb isometric - route / check / ifr | 341
fgs system lb isometric -route / check / ifr | 341
stp system lb isometric - route / check / ifr | 341
misc cws system lb isometric - route / ifr / ifor | 341
arm system lb isometric - route / ifr / ifor | 341
ina system lb isometric - route / ifr / ifor | 341
wdr system lb isometric - route / check / ifr | 341
stp system lb isometric - route / ifr / ifor | 341
cnd system lb isometric - route / check / ifr | 341
sdr system lb isometric - route / check / ifr | 341
ctc system lb isometric - route / ifr / ifor | 341
dws system lb isometric - route / ifr / ifor | 341
ccw system lb isometric - route / check / ifr | 341
fps system lb isometric -route / check / ifr | 341
fgs system lb isometric -route / ifr / ifor | 341
arm system lb isometric - route / check / ifr | 341
vps system lb isometric - route / ifr / ifor | 341
fps system lb isometric -route / ifr / ifor | 341
los system lb isometric -route / ifr / ifor | 341
sws system lb isometric - route / ifr / ifor | 341
cmg system lb isometric - route / ifr / ifor | 341
los system lb isometric -route / check / ifr | 341
hrh system ag p&id - design / check / ifr / ifor | 340
pdr system ag & ug p&id - design / check / ifr / ifor | 340
axs system ag p&id - design / check / ifr / ifor | 340
smp system ag p&id - design / check / ifr / ifor | 340
bfw system ag p&id - design / check / ifr / ifor | 340
bfw system ag p&id - revise / ifc | 340
pws system ag & ug p&id - design / check / ifr / ifor | 340
lps system ag p&id - design / check / ifr / ifor | 340
crh system ag p&id - design / check / ifr / ifor | 340
fgs system ag & ug p&id - design / check / ifr / ifor | 340
ina system ag & ug p&id - design / check / ifr / ifor | 340
ctc system p&id - prelim / ifr | 340
sdr system ag & ug p&id - design / check / ifr / ifor | 340
ccf system ag p&id - design / check / ifr / ifor | 340
ctp system ag & ug p&id - design / check / ifr / ifor | 340
bfw system p&id - revise / ifc | 340
cmg system ug p&id - design / check / ifr / ifor | 340
arm system ag p&id - design / check / ifr/ifor | 340
cnd system ag p&id - design / check / ifr / ifor | 340
hps system ag p&id - design / check / ifr / ifor | 340
los system ag p&id - design / check / ifr / ifor | 340
cfd system ag p&id - design / check / ifr / ifor | 340
cws system ag & ug p&id - design / check / ifr / ifor | 340
sws system ag & ug p&id - design / check / ifr / ifor | 340
wdr system ag & ug p&id - design / check / ifr / ifor | 340
bdn system ag & ug p&id - design / check / ifr / ifor | 340
aqa system ag & ug p&id - design / check / ifr / ifor | 340
stp system ag p&id - design / check / ifr / ifor | 340
dws system ag & ug p&id - design / check / ifr / ifor | 340
chw system ug p&id - design / check / ifr / ifor | 340
stw system p&id - ug prelim/ifr | 340
fol system ag & ug p&id - design / check / ifr / ifor | 340
cwt system p&id - prelim / ifr | 340
ccw system ag & ug p&id - design / check / ifr / ifor | 340
bfw system p&id - rfr / ifoa | 340
detail design barbending structure 20utg04 | 339
detail design barbending structure 20usx | 339
detail design barbending 20ube/ubf | 339
detail design barbending structure 01uen | 339
detail design barbending structure uba7xxx | 339
detail design barbending 20urd xx | 339
detail design barbending structure uby03 | 339
detail design barbending structure uba7910/7920 | 339
detail design barbending structure 20ubz02 | 339
detail design barbending ts found. 20umc | 339
detail design barbending structure 20ubz04 | 339
detail design barbending structure 20uvm01 | 339
detail design barbending umc building 20umc | 339
detail design barbending structure 20utg01 | 339
detail design barbending structure 20uex01 | 339
detail design barbending cep/ldk 20umc | 339
detail design barbending structure 20ugu02 | 339
detail design barbending structure 20ubh01 | 339
detail design barbending structure 20ubz01 | 339
detail design barbending structure 20uba8110/20 | 339
detail design barbending structure 20umx02 | 339
detail design barbending structure 20uen | 339
detail design barbending structure 20utg06 | 339
detail design barbending structure 20uey01 | 339
detail design barbending structure 20uba1110/20 | 339
detail design barbending structure 20utg02 | 339
detail design barbending structure 20uey02 | 339
detail design barbending structure 20uey03-05 | 339
detail design barbending- 20ubd01/02 | 339
detail design barbending structure 20ubz05 | 339
detail design barbending structure 20ubd03/04 | 339
detail design barbending structure 20uqy01 | 339
detail design barbending structure uby01 | 339
detail design barbending structure 20uqz | 339
detail design barbending structure 20utg03 | 339
detail design barbending structure uhw | 339
detail design barbending structure 20ubx/20ubg03 | 339
detail design barbending structure 20utg05 | 339
detail design barbending structure 20uhx (if required) | 339
detail design barbending structure umx | 339
detail design barbending structure 20uly01 | 339
detail design barbending structure uby04/05 | 339
detail design barbending structure 20ugu01 | 339
detail design barbending structure 20utg07 | 339
detail design barbending structure 20ubh02 | 339
detail design barbending structure 20uly/umy | 339
detail design barbending structure 20ula | 339
detail design barbending structure 01uba9010/20 | 339
detail design barbending uha (by mcw) | 339
detail design barbending structure 20uqx | 339
detail design barbending structure 20ubn | 339
detail design barbending structure uby02 | 339
detail design barbending structure 20uqy03 | 339
detail design barbending structure 20upy | 339
detail design barbending structure 20uqy02 | 339
construction foundation 20ula- formwork for pile cap stage1 | 338
preparation of foundation for slipring mka | 338
ctg 1a foundation prep-set leveling wedges & soleplates | 338
construction foundation 20ula- concreting for pile cap stage1 | 338
turboset foundation (slab +/-0.00m) 20umc - excavation | 338
concrete construction building foundation 20umc- part4 se concrete pouring pile cap | 338
turboset foundation (slab +/-0.00m) 20umc -installation of cast-in items | 338
turboset foundation (plinths / walls) 20umc | 338
finishing works / curing time turboset foundation 20umc | 338
construction of slab +/-0.00m 20urd | 338
work preparation foundation 20umc | 338
detail design concrete building foundation 20umc | 338
concrete construction building foundation 20umc- part3 ne formwork pile cap | 338
turboset foundation (slab +/-0.00m) 20umc -curing | 338
turboset foundation (slab +/-0.00m) 20umc -dismantling formworks | 338
construction foundation 20uba7910/20- concreting for slab | 338
work preparation, excavation 20ula- excavation pile cap stage1 | 338
construction foundation 20uba1110/20-formwork installation for base slab/foundation | 338
construction foundation 20uha - concreting base slab part2 | 338
turboset foundation (slab +/-0.00m) 20umc -concrete pour | 338
finishing works / curing time building foundation 20umc | 338
construction foundation 20uha - formwork for base slab part1- left side -15m | 338
preparation foundation / install support & beam gt20 | 338
concrete construction building foundation 20umc- part3 ne concrete pouring pile cap | 338
concrete construction building foundation 20umc- part1 sw formwork for pile cap | 338
turboset foundation (slab +/-0.00m) 20umc -rebar fixing bottom layer s1 | 338
detail design concrete ts foundation - preliminary - 20umc | 338
concrete construction building foundation 20umc- part2 nw formwork pile cap | 338
construction foundation 20ula- concreting slab other area stage2 | 338
preliminary piling / foundation layouts | 338
turboset foundation (slab +/-0.00m) 20umc -bituminous paint | 338
concrete construction building foundation 20umc | 338
turboset foundation (slab +/-0.00m) 20umc - rebar bending | 338
concrete construction building foundation 20umc- part2 nw concrete pouring for pile cap | 338
grouting the generator foundation beams | 338
concrete construction building foundation 20umc- part1 sw concrete pouring for pile cap | 338
check and preparation of foundation mka | 338
turboset foundation (slab +/-0.00m) 20umc -rebar fixing top layer | 338
construction foundation 20uha - concreting base slab part3 includ. mbr pedestal | 338
construction foundation 20uha - formwork for base slab part2- right side -31m | 338
resolution of foundation embedment problem (civil issue) | 338
ctg 1b foundation prep-set leveling wedges & soleplates | 338
check and prep of foundation | 338
turboset foundation (slab +/-0.00m) 20umc -working platform erection | 338
construction foundation 20uha - concreting base slab part1 | 338
detail design / checker concrete structure ts foundation umc | 338
placement on foundation transformer 20bat | 338
work preparation foundation 20uba7910/20 (incl. ubs opening) | 338
turboset foundation (slab +/-0.00m) 20umc -grounding installation | 338
check foundation | 338
construction foundation 20uen-formwork for slab/foundation | 338
prepare generator and lower onto foundation | 338
construction foundation 20uen-concreting slab/foundation | 338
work preparation, excavation 20ula- blinding pile cap stage1 | 338
concrete construction building foundation 20umc- part4 se formwork pile cap | 338
complete foundation / building design to begin foundation construction | 338
preparation and placing generator on foundation mka | 338
turboset foundation (slab +/-0.00m) 20umc -formwork erection s1 | 338
ctg 1c foundation prep-set leveling wedges & soleplates | 338
foundation check and preparation hrsg20 | 338
turboset foundation (slab +/-0.00m) 20umc -installation drain pipes&conduits | 338
turboset foundation (slab +/-0.00m) 20umc -backfilling | 338
basic building design concrete ts foundation - preliminary - 20umc | 338
construction foundation 20uba7910/20- formwork for slab | 338
construction foundation 20uba1110/20-concreting for base slab/foundation | 338
construction foundation 20ula- formwork slab other area stage2 | 338
auto wash strainer install | 337
erection wash water tank 20mba | 337
strainers - prepare spec / ifr | 337
strainers - review vendor drawings (me) | 337
perform water wash all units | 337
procurment / pre-fabrication wash water tank 20mba | 337
strainers - internal review / revise | 337
preparation rfq back wash strainer 20paa11 | 337
strainers - owner approval of vendor | 337
strainers - owner review | 337
transport to siteback wash strainer 20paa11 | 337
contract review / prep. rfq wash water tank 20mba | 337
manufacturing / shop test / packing back wash strainer 20paa11 | 337
strainers - vendor fab/delivery | 337
logistics and customs preparation back wash strainer 20paa11 | 337
detail design back wash strainer 20paa11 | 337
erection back wash strainer 20paa11 | 337
strainers - negotiate / award / ifc | 337
strainers - vendor submit drawings (me) | 337
transport gt wash water tank 20mba | 337
logistics and customs preparation wash water tank 20mba | 337
strainers - receive vendor proposals | 337
strainers - technical bid analysis | 337
strainers - review / revise / ifp/ifor | 337
detail design wash water tank 20mba | 337
strainers - review vendor drawings / return (me) | 337
install stg electrical building trim | 336
stg elect bldg equipment grounding | 336
excavation / backfill stg bldg and elect bldg area | 336
install stg elect bldg sec unit sta xfrmrs [825] | 336
erect comp gas bottle strg [104] shelter | 336
install stg air and hydrogen detrainer | 336
stg elect bldg panel board | 336
stg loop / controls checkout. | 336
install stg elect bldg equip/interconnects | 336
install stg elect bldg sample panels in encl [075] | 336
erect hrsg 1c sample panel [075] shelter | 336
install interior stg electrical building liner panels | 336
stg elect bldg dcs | 336
roll stg/ sync | 336
install stg area air receiver [141] | 336
install stg excitation transformer [062] | 336
stg electrical building - doors / trim | 336
stg full load rejection. | 336
stg vendor equipment | 336
stg electrical building - liner panel | 336
erect/install stg enclosure and lagging | 336
install stg electrical building exterior metal panels | 336
install stg electrical building battery room floor coating | 336
stg lagging enclosure | 336
stg electrical building - sheet line 1 | 336
instrumentation - hydro sample lines in stg / aux | 336
install stg instr air system equip [140/141/142] | 336
stg screen outage | 336
stg screen outage. | 336
stg power up tosmap. | 336
erect stg electrical building battery room | 336
roll stg/ sync. | 336
stg lo flush phase 1. | 336
stg ehc flush. | 336
set stg sample building | 336
fra test with stgz | 336
stg lo flush phase 2. | 336
stg electrical building - sheet line 4 | 336
stg electrical building - sheet line a | 336
tune stg bypass system | 336
stg elect bldg install mccs | 336
set hrsg 1b sample building | 336
ctg 1c vendor equip/devices & jbs | 336
install air reciever at stg | 336
power up stg tosmap | 336
install instr air system equip [140/141/142] | 336
erect stg elect bldg sample panel [075] shelter | 336
erect ctrl/admin bldg comp gas bottle strg [104] shelter | 336
install stg air detrainer | 336
set comp gas bottle strg shelter [104] | 336
stg i&c/e checkout | 336
install stg excitation equipment [061] | 336
instrumentation - terminate sample panel in stg | 336
stg electrical building - sheet line m | 336
dcs 1 ei's (hrsg, bms) - internal review | 335
dc/ups ei's - internal review | 335
stg/dcs-3 ei's - internal review | 335
wsac ei's - internal review | 335
t/c & t/w's -internal review / revise | 335
switches - internal review / revise | 335
sample panel foundation - internal review | 335
dcs-2 (bop) ei's - internal review | 335
dcs 2 ei's (stg) - internal review | 335
stg ei's - internal review | 335
sample panel - internal review / revise | 335
overall one line -internal review | 335
3-lines - internal review | 335
ctg-1c ei's - internal review | 335
ctg-1a ei's - internal review | 335
ctg-1b ei's - internal review | 335
sample panel ei's - internal review | 335
dcs-1 (hrsg & ctg) ei's - internal review | 335
dcs 3 ei's (remaining) - internal review | 335
instrument air (condenser) system turnover walk with pgn | 334
instrument air (stg) notification of turnover walk to pgn | 334
instrument air - main header system walk with pgn | 334
hrsg 1a instrument air system walk with pgn | 334
instrument air ct-1a system turnover walk with pgn | 334
instrument air notification of turnover walk to pgn | 334
instrument air (condenser) notification of turnover walk to pgn | 334
instrument air system turnover walk with pgn | 334
instrument air ct-1b system turnover walk with pgn | 334
instrument air (main header) notification of turnover walk to pgn | 334
ct 1a instrument air system walk with pgn | 334
wsac instrument air system walk with pgn | 334
stg instrument air system walk with pgn | 334
instrument air ct-1a notification of turnover walk to pgn | 334
instrument air ct-1c system turnover walk with pgn | 334
instrument air system notification of turnover walk to pgn | 334
ct 1b instrument air system walk with pgn | 334
instrument air ct-1b notification of turnover walk to pgn | 334
instrument air ct-1c notification of turnover walk to pgn | 334
instrument air (stg) system turnover walk with pgn | 334
instrument air - condenser system walk with pgn | 334
instrument air system system turnover walk with pgn | 334
instrument air (main header) system turnover walk with pgn | 334
hrsg 1b instrument air system walk with pgn | 334
electrical - finish conduit/pulls to st1-411-pcv-3046 | 333
electrical - finish terms 01b-441-pcv-1003 | 333
electrical - finish conduit/wire pulls to 01b-443-pcv-1003 | 333
electrical - finish terms 01a-442-pcv-1003 | 333
electrical - finish terms 01a-443-pcv-1003 | 333
electrical - finish conduit/pulls to 01a-441-pcv-1003 | 333
electrical - finish terms 01b-442-pcv-1003 | 333
electrical - finish conduit/wire pulls to 01a-443-pcv-1003 | 333
electrical - finish terms on st1-411-pcv-3046 | 333
electrical - finish conduit/wire pulls to 01b-441-pcv-1003 | 333
electrical - finish conduit/pulls to 01b-442-pcv-1003 | 333
electrical - finish conduit/pulls to 01a-442-pcv-1003 | 333
electrical - finish terms 01b-443-pcv-1003 | 333
electrical - finish terms 01a-441-pcv-1003 | 333
available to operation of turning device | 332
install and adjust turning gear | 332
commissioning of turning gear system | 332
turning gear operation & adjustment of oil system tosupport gt turning gear | 332
system operation to support gt turning gear and fact finding on mkw12ap001 | 332
gen available to operation of turning device | 332
set ctg 1b turning gear box | 332
place stg on turning gear | 332
system operation to support gt turning gear | 332
place stg on turning gear. | 332
turbine available to operation of turning device | 332
set ctg 1a turning gear box | 332
set ctg 1a turning gear | 332
first gt turning gear | 332
system operation to support gt turning gear and fact finding on mkw12ap001 | 332
set ctg 1b turning gear | 332
set ctg 1c turning gear | 332
pull cable - gas system | 331
pull ct-1b fuel oil system cable | 331
terminate ct-1c fuel oil cable | 331
terminate ct 1-c fuel gas cable | 331
terminate ct-1a fuel oil system cable | 331
terminate common fuel oil system cable | 331
terminate stg hydrogen seal oil cable | 331
pull stg hydrogen seal oil cable | 331
pull fuel oil tank & system cable | 331
terminate fuel oil tank & system cable | 331
terminate ct 1-a fuel gas cable | 331
pull cable - ct 1a fuel oil system | 331
terminate gas system common cable | 331
pull ct-1c fuel oil cable | 331
pull ct-1a fuel oil system cable | 331
pull ct 1-b fuel gas cable | 331
terminate ct-1b fuel oil system cable | 331
pull cable - ct 1b lube oil | 331
pull common fuel oil system cable | 331
pull ct 1-c fuel gas cable | 331
pull cable - stg hydrogen seal oil | 331
pull cable - ct 1a lube oil | 331
pull ct 1-a fuel gas cable | 331
pull cable - common fuel oil | 331
terminate ct 1-b fuel gas cable | 331
pull cable - ct 1b fuel oil system | 331
pull gas system common cable | 331
erection ff inertgas system in 20uba7910/20 sgm | 330
cold commissioning ff inertgas system in 01uba9010/20 sgm inside containers | 330
erection ff inertgas system in 20xka11 sgm | 330
erection ff inertgas system in 01uba9010/20 sgm | 330
erection ff inertgas system in 20uba76xx/77xx/7410/73xx/7210/7110 sgm | 330
cold commissioning ff inertgas system in 20uba8110/20 sgm inside containers | 330
cold commissioning ff inertgas system in 20xka11 sgm | 330
cold commissioning ff inertgas system in 20uba1110/20 sgm inside containers | 330
erection ff inertgas system in 20uba8110/20 sgm | 330
cold commissioning ff inertgas system in 20uba76xx/77xx/7410/73xx/7210/7110 sgm inside containers | 330
erection ff inertgas system in 20uba1110/20 sgm | 330
cold commissioning ff inertgas system in 20uba7910/20 sgm inside containers | 330
closed cooling water wsac motor pdma | 329
instrument air motor pdma checks | 329
boiler feed water 1b motor pdma | 329
ct - 1c fuel oil system motor pdma | 329
common fuel oil motor pdma | 329
boiler feed water 1 motor pdma | 329
boiler feed water 3 motor pdma | 329
closed cooling water motor pdma | 329
condensate system motor pdma | 329
boiler feed water 2 motor pdma | 329
ct-1a fuel oil motor pdma | 329
firewater pumps motor pdma | 329
ct-1b fuel oil motor pdma | 329
boiler feed water 1a motor pdma | 329
stg air extraction system motor pdma | 329
ro water supply motor pdma | 329
circ water motor pdma | 329
fabrication design cooling tower - mech. equipment & fanstack - 20pad | 328
procurement material cooling tower - mech. equipment & fanstack - 20pad | 328
fabrication design cooling tower - dry equipment & electrical - 20pad | 328
manufacturing cooling tower - mech. equipment & fanstack - 20pad | 328
preparation rfq cooling tower coarse screen 20paa (mpa) | 328
prelim. cooling tower comp. substructure-layout&fixing locations | 328
transport cooling tower coarse screen to port of export 20paa | 328
fabrication design cooling tower - frp - 20pad | 328
fabrication design cooling tower - walkway - 20pad | 328
logistics and customs preparation cooling tower coarse screen 20paa | 328
procurement material cooling tower - dry equipment & electrical - 20pad | 328
fabrication design cooling tower - fill - 20pad | 328
manufacturing cooling tower - frp - 20pad | 328
transport cooling tower coarse screen 20paa | 328
basic design cooling tower foundation 20ura to be used/cancel xx | 328
procurement material cooling tower - frp - 20pad | 328
detail design / manufacturing cooling tower coarse screen 20paa (mpa) | 328
procurement material cooling tower - fill - 20pad | 328
procurement material cooling tower - walkway - 20pad | 328
cold commissioning cooling tower coarse screen and stoplogs 20paa | 328
basic design / prep. rfq cooling tower equipment pad (gfk) | 328
quotation stage cooling tower coarse screen 20paa (mpa) | 328
erection cooling tower coarse screen 20paa | 328
basic design plant layout cooling tower | 328
detail design cooling tower equipment 20pad | 328
manufacturing cooling tower - walkway - 20pad | 328
prelim. cooling tower comp. superstructure-layout&fixing locations | 328
quotation stage cooling tower equipment pad (gfk) | 328
67 - pilot scheme for cooling tower approved to emsd | 328
manufacturing cooling tower - dry equipment & electrical - 20pad | 328
manufacturing cooling tower - fill - 20pad | 328
quotation stage lv- / dc-switchgear bfa/bfb/bma/bua/bub/buc | 327
quotation for embedded parts umc | 327
quotation stage ipb baa | 327
quotation stage heat exchanger pgb | 327
quotation stage mv switchgear 20/90bba/bbb | 327
quotation stage gt insulation mb- | 327
quotation stage ccw pump pgb | 327
quotation stage lv- / dc-switchgear 20bfc/bfd | 327
quotation for embedded parts hrsg | 327
quotation stage lv-transformers bft | 327
quotation stage ct / grounding cubicle 20bab | 327
quotation stage turning device mbk | 327
quotation stage hvac system sa | 327
quotation stage sampling container 20qu | 327
quotation i&c cables bzk | 327
(bop) quotation stage mv cables bzk | 327
quotation stage air removal system maj | 327
quotation stage back wash strainer 20paa11 | 327
quotation stage main civil works | 327
quotation stage el. superheater lbg | 327
quotation stage interconnecting piping mb- | 327
quotation mv/lv cables bzk | 327
quotation stage for cable support system bzp | 327
quotation stage main transformers bat/bbt | 327
quotation stage sump pump gm | 327
quotation stage feedwater pump 20lac | 327
quotation stage expansion tank pgb | 327
quotation stage ccw expansion tank pgb | 327
quotation stage pprot./synchr./metering cha/chy | 327
quotation stage enclosure 20mpb | 327
quotation stage dosing container qc | 327
quotation stage mk- auxiliaries systems | 327
quotation stage site infrastructure | 327
quotation stage insulation for all systems | 327
quotation stage feedwater pump lac (mpa) | 327
quotation stage prefab. modules | 327
quotation stage wash water tank 20mba | 327
quotation stage lv switchgear for hrsg bff/bmf | 327
quotation stage gil 400kv 20aca | 327
quotation stage circ. cw pump pac | 327
boiler feed pumps - review / revise / ifp/ifor | 326
firewater pumps pre-commissioning | 326
fire pumps - review / revise / ifp/ifor | 326
stormwater pumps - preliminary / ifr / ifor | 326
fire pumps - vendor submit drawings (me) | 326
fire pumps - vendor submit drawings (st) | 326
fire pumps - vendor fab/delivery | 326
fire pumps - owner review | 326
firewater pumps breaker checks | 326
fire pumps - review vendor drawings (st) | 326
fire pumps - review vendor drawings / return (me) | 326
fire pumps - vendor submit drawings (ic) | 326
firewater pumps turnover system | 326
firewater pumps complete turnover package | 326
fire pumps - technical bid analysis | 326
fire pumps - prepare spec / ifr | 326
firewater pumps pre-commission and restoration walk | 326
fire pumps - review vendor drawings / return (st) | 326
firewater pumps i&c calibrations | 326
fire pumps - vendor submit drawings (el) | 326
firewater pumps wire/term checks | 326
stormwater pumps - review / revise / ifp | 326
fire pumps - internal review / revise | 326
fire pumps - rev c ifp (re-bid) | 326
fire protection - technical bid analysis | 326
fire pumps - review vendor drawings / return (el) | 326
fire pumps -receive vendor proposals | 326
fire pumps - owner review (re-bid) | 326
firewater pumps construction completion walk | 326
boiler feed pumps - prepare spec / ifr | 326
firewater pumps flow test | 326
fire pumps - review vendor drawings (el) | 326
fire pumps -receive vendor proposals (re-bid) | 326
fire pumps - review vendor drawings (me) | 326
common fuel oil system pre-commission and restoration walk | 325
condensate system #1 pre-commission and restoration walk | 325
condensate system pre-commission and restoration walk | 325
fuel oil tanks pre-commission and restoration walk | 325
condenser pre-commission and restoration walk | 325
stg lo system pre-commission and restoration walk | 325
condensate pre-commission and restoration walk | 325
dc power pre-commission and restoration walk | 325
circulating water pre-commission and restoration walk | 325
high voltage pre-commission and restoration walk | 325
low voltage pre-commission and restoration walk | 325
fo tank system pre-commission and restoration walk | 325
ccw #2 (@ stg area) pre-commission and restoration walk | 325
uninterruptible power pre-commission and restoration walk | 325
sample system - unit 1a pre-commission and restoration walk | 325
potable water pre-commission and restoration walk | 325
service water tank pre-commission and restoration walk | 325
demin #2 (@ stg area) pre-commission and restoration walk | 325
demin transfer #1 pre-commission and restoration walk | 325
sample system pre-commission and restoration walk | 325
medium voltage pre-commission and restoration walk | 325
filtered water pre-commission and restoration walk | 325
gas system pre-commission and restoration walk | 325
circ water pre-commission and restoration walk | 325
install wsac area service water sb [511] pipe | 324
install wsac chemical feed building concrete coating | 324
install wsac area dws sb [514] pipe | 324
install wsac drain tank & strainer steel | 324
install instruments - wsac chemical feed | 324
install wsac area ccw lb [464] a/g pipe | 324
install wsac area waste water lb/sb [526] a/g pipe | 324
install wsac appoxy floor coating | 324
install wsac chemical feed floor frame | 324
install wsac area ccw sb [464] pipe | 324
install wsac area cmg sb [546] a/g pipe | 324
install wsac chemical feed equipment [772] | 324
install wsac chemical feed [772] enclosure | 324
install wsac screen | 324
install wells and dewatering drawdown - eastern circ wtr and admin area | 324
install wsac monorail & access steel | 324
install wsac area spray pipe - (vendor provided) | 324
install wsac area ina sb [543] pipe | 324
install wells and dewatering drawdown - sw powerblock and wsac | 324
delivery of wsac chemical feed enclosure | 324
install wsac chemical feed [772] enclosure (night shift) | 324
install wsac area potable water sb [577] pipe | 324
installation of emergency diesel generator set ( xka) | 323
quotation stage emergency diesel gen.set xka | 323
logistics and customs preparation emergency diesel gen.set xka | 323
erection emergency diesel gen.set xka | 323
basic design, specification emergency diesel generator set xka | 323
detail design / manufacturing / shop test emergency diesel gen.set xka | 323
transport emergency diesel generator .set xka | 323
manufacturing, shop test emergency diesel generator set xka | 323
basic design / specification emergency diesel gen.set xka | 323
quotation stage emergency diesel generator set xka | 323
transport emergency diesel gen.set 00xka | 323
review bids for underground fuel gas | 322
complete final u/g fire water flowrate test | 322
delivery of underground fuel gas | 322
issue purchase order for underground fire water di pipe | 322
delivery of underground fuel oil pipe | 322
issue purchase order for underground ductile iron pipe | 322
install/repair u/g fire water pipe | 322
delivery of underground fire water pipe | 322
issue purchase order for underground hdpe pipe | 322
issue purchase order for underground fire water pipe | 322
procure u/g fire water pipe material | 322
delivery of under ground hdpe pipe | 322
review bids for underground ductile iron pipe | 322
review bids for under ground fuel oil pipe | 322
delivery of under ground fire water di pipe | 322
review bids for underground fire water hdpe pipe | 322
issue purchase order for under ground fuel oil pipe | 322
issue purchase order for underground fuel gas | 322
delivery of underground hdpe pipe | 322
review bids for underground fuel oil pipe | 322
hydro test u/g fire water pipe | 322
issue purchase order for underground fuel oil pipe | 322
review bids for underground fire water pipe | 322
delivery of under ground fuel oil pipe | 322
delivery of underground ductile iron pipe | 322
develop u/g fire water pipe repair plan | 322
delivery of under ground ductile iron pipe | 322
review bids for underground hdpe pipe | 322
issue purchase order for underground hdpe pipe | 322
perimeter rc wall / east elevation - gl.e -g | 321
perimeter rc wall / west elevation - gl.g -e | 321
perimeter rc wall / west elevation - gl.k -g | 321
perimeter rc wall / east elevation - gl.a -c | 321
perimeter rc wall / east elevation - gl.c -e | 321
perimeter rc wall / north elevation - gl.1 -5 | 321
perimeter rc wall / south elevation - gl.5 -2 | 321
perimeter rc wall / south elevation - gl.10 -7 | 321
perimeter rc wall / south elevation - gl.7 -5 [deferred works] | 321
perimeter rc wall / west elevation - gl.e -c | 321
perimeter rc wall / west elevation - gl.c -a | 321
perimeter rc wall / north elevation - gl.7 -10 | 321
perimeter rc wall / east elevation - gl.g -k | 321
aqa line sizing calculation | 320
pdr line sizing calculation | 320
sdr line sizing calculation | 320
pws line sizing calculation | 320
crh line sizing calculation | 320
hrh line sizing calculation | 320
aux blowdown line sizing calculation | 320
ina line sizing calculation | 320
sws line sizing calculation | 320
wdr line sizing calculation | 320
fps line sizing calculation | 320
chw line sizing calculation | 320
gravity drain line sizing calculation | 320
arm line sizing calculation | 320
lps line sizing calculation | 320
dws line sizing calculation | 320
bdn line sizing calculation | 320
stp line sizing calculation | 320
ccf line sizing calculation | 320
ccw line sizing calculation | 320
hps line sizing calculation | 320
axs line sizing calculation | 320
ctp line sizing calculation | 320
cnd line sizing calculation | 320
cmg line sizing calculation | 320
fol line sizing calculation | 320
gst line sizing calculation | 320
chiller supply and return line sizing calculation | 320
smp line sizing calculation | 320
pull waste water / area sumps cable | 319
install waste water sump steel (7 waste wate sumps) | 319
pull cable - waste water / area sumps | 319
waste water / area sumps rotation checks | 319
waste water / area sumps pre-commission and restoration walk | 319
install tubing - waste water / area sumps | 319
waste water / area sumps wiring/term checks | 319
waste water / area sumps construction completion walk | 319
waste water / area sumps turnover system | 319
waste water / area sumps verfiy sump cleaniness | 319
install waste water / area sumps instruments | 319
waste water / area sumps complete turnover package | 319
terminate waste water / area sumps cable | 319
waste water / area sumps i&c calbiration checks (set level switches) | 319
waste water / area sumps motor pdma | 319
install instruments - waste water / area sumps | 319
waste water / area sumps loop verfication | 319
terminate - waste water / area sumps | 319
install raceway - waste water / area sumps | 319
waste water / area sumps pre-commissioning | 319
waste water / area sumps lubricate motor & pumps | 319
install waste water sump steel | 319
terminate - uninteruptable power | 318
terminate - demin #2 | 318
install all termination rods | 318
complete all terminations | 318
terminate - dc power | 318
terminate - storm water | 318
terminate - potable water | 318
terminate - condensate #2 | 318
terminate - stp drains | 318
electrical - terminate te's to jb-80 (after catalyst) | 318
terminate - stg lo system | 318
terminate - medium voltage | 318
terminate - condensate | 318
electrical - terminate 443-tcv-1005 | 318
terminate - filtered water | 318
terminate - high voltage | 318
terminate - service water supply | 318
terminate - low voltage | 318
electrical - terminate 443-tcv-1005 | 318
terminate - circ water | 318
install hrsg 1a top ip piping lb (vogt supplied) | 317
install hrsg 1a ip piping sb | 317
install hrsg 1c internal connecting piping | 317
install hrsg 1b bottom ip piping lb (vogt supplied) | 317
install hrsg 1a pipe bellows | 317
install piping hrsg20_internal large bore | 317
install hrsg 1b bottom hp steam pipe lb | 317
install hrsg 1c reheat sb pipe | 317
install hrsg 1b feedwater pipe sb [481] | 317
installation of hrsg piping | 317
install hrsg 1b vents and drain piping (vogt supplied) | 317
install hrsg 1b reheat sb pipe | 317
install hrsg 1a reheat sb pipe | 317
install hrsg 1a rh piping lb (vogt supplied) | 317
install hrsg 1b ip piping sb | 317
install hrsg 1b internal connecting piping (vogt supplied) | 317
install hrsg 1a lp piping sb | 317
install hrsg 1c bottom ip piping lb | 317
install hrsg 1a bottom hp steam pipe lb | 317
install hrsg 1c bottom lp pipe lb | 317
install hrsg 1b reheat lb piping | 317
install hrsg 1a vents and drain piping (vogt supplied) | 317
install hrsg 1b feed water pipe | 317
install hrsg 1a top hp steam piping lb | 317
install hrsg 1b rh piping sb (vogt supplied) | 317
install hrsg 1a bottom lp pipe lb (vogt supplied) | 317
install hrsg 1b burner pipe | 317
install hrsg 1a bottom ip piping lb | 317
install piping hrsg20_small bore | 317
install hrsg 1b ina sb [543] a/g pipe | 317
install hrsg 1a burner pipe [vogt supplied] | 317
install hrsg 1c hp steam piping sb | 317
install hrsg 1b bottom hp steam pipe lb (vogt supplied) | 317
install hrsg 1a bottom lp pipe lb | 317
install hrsg 1b internal connecting piping | 317
install hrsg 1a vents and drain piping | 317
install hrsg 1c top hp steam piping lb (night shift) | 317
install hrsg 1b rh piping lb (vogt supplied) | 317
install hrsg 1a ip piping sb (vogt supplied) | 317
install hrsg 1b hp steam piping sb (vogt supplied) | 317
install piping hrsg20_external large bore second part | 317
install hrsg 1a bottom hp steam pipe lb (vogt supplied) | 317
install hrsg 1a bottom ip piping lb (vogt supplied) | 317
install hrsg 1b vents and drain piping | 317
install hrsg 1b bottom ip piping lb | 317
install hrsg 1b top hp steam piping lb | 317
install hrsg 1c bottom hp steam pipe lb | 317
install hrsg 1b ina sb [543] pipe | 317
install hrsg 1a rh piping sb [vogt supplied] | 317
pre-assembly piping hrsg20_small bore | 317
install hrsg 1a top lp piping lb (vogt supplied) | 317
install hrsg 1a hp steam piping sb (vogt supplied) | 317
install hrsg 1a internal connecting piping | 317
install piping supports hrsg20 | 317
install piping hrsg20_external large bore - hrsg tp for piping available | 317
install hrsg 1a feedwater pipe lb [vogt supplied] | 317
install hrsg 1a top ip piping lb | 317
install hrsg 1a hp steam piping sb | 317
install hrsg 1b ip piping sb (vogt supplied) | 317
install hrsg 1a top hp steam piping lb (vogt supplied) | 317
install hrsg 1b bottom lp pipe lb (vogt supplied) | 317
install hrsg 1c lp piping sb | 317
install hrsg 1a top lp piping lb | 317
install hrsg 1a ina sb [543] a/g pipe | 317
install hrsg 1b burner pipe [vogt supplied] | 317
install hrsg 1c top ip piping lb | 317
install hrsg 1a internal connecting piping (vogt supplied) | 317
install hrsg 1c burner pipe | 317
install hrsg 1b top hp steam piping lb (vogt supplied) | 317
install hrsg 1b lp piping sb | 317
install hrsg 1c ip piping sb | 317
install hrsg 1c top lp piping lb | 317
completion of the hrsg ready to start piping | 317
install hrsg 1c reheat lb piping (night shift) | 317
install hrsg 1a burner pipe | 317
install hrsg 1a lp piping sb (vogt supplied) | 317
install hrsg 1b top lp piping lb | 317
install hrsg 1a feed water pipe | 317
install hrsg 1b hp steam piping sb | 317
install hrsg 1c feed water pipe | 317
install hrsg 1b top ip piping lb (vogt supplied) | 317
install hrsg 1b lp piping sb (vogt supplied) | 317
install hrsg 1b bottom lp pipe lb | 317
install hrsg 1b top ip piping lb | 317
install hrsg 1a reheat lb pipe | 317
install hrsg 1c vents and drain piping | 317
install hrsg ina [543] a/g pipe - sb | 317
install hrsg 1b pipe bellows [vogt supplied] | 317
install hrsg 1b top lp piping lb (vogt supplied) | 317
event 011e - permeability test + core sample after 21 days from grout installed | 316
event 016 - remedial grouting to bund wall (5 nos.) | 316
event 012f - settlement assessment - full core sample (x1) of jet grout "screen wall" | 316
event 017e - shaft e - preventive grouting | 316
event 011e - install trial get grout ( x3 nos.) | 316
cwps - grout curtain | 316
event 024 - re-do full core / curing grout cube for 28 days | 316
event 011f - core sample after 21 days from grout installed | 316
event 016 - preventive grouting (18 nos. out of 20 critical completed) | 316
event 011a - install trial jet grout ( x3 nos.) | 316
event 017p - advanced preventive grouting as per "aaa" amendment (part 2 - 20 out of 86) | 316
event 012za - settlement assessment - post remedial grouting to transformer rd (36 nos. +4 spt) | 316
event 017a - advanced preventive grouting (42 nos.) | 316
event 024 - re-do full core / backfill grout to core hole | 316
event 016 - preventive grouting (the last remaining 2 nos.) | 316
event 011e - curing and cube test to backfill grout | 316
event 017d - shaft d advanced precautionary grouting (32 out of 53) | 316
event 017d - shaft d advanced precautionary grouting (1 out of 53) | 316
event 025s - preventive grouting stopped as it's being legalized via aaa amendment | 316
event 017d - shaft d advanced precautionary grouting (11 out of 53) | 316
event 021e - consent for pipe piles (incl' apg) and grout curtain further to aaa amendment | 316
event 025p - preventive grouting stopped as it's being legalized via aaa amendment | 316
event 011f - bd interview on trial jet grout assessment report | 316
event 029 - mc grouting note amendment (type ii) | 316
event 021d - shaft d aaa amendment / consent for apg & trial jet grout | 316
event 011f - install trial get grout ( x3 nos.) | 316
event 011d - install trial jet grout | 316
event 012za - request and issue of roi for "post grouting to transformer rd" and other precautionary measures | 316
event 017d - shaft d advanced precautionary grouting (9 out of 53) | 316
event 012za - settlement assessment - post remedial grouting to transformer rd (24 nos.) | 316
event 016 - bund wall settlement / preventive grouting (50 nos.) | 316
event 024 - re-do full core of trial jet grout x1 no. as per aaa amendment | 316
event 060e - probing test to jet grout block | 316
event 025a - preventive grouting stopped as it's being legalized via aaa amendment | 316
event 011a - core sample after 21 days from grout installed | 316
event 017p - advanced preventive grouting as per "aaa" amendment (part 1 - 66 out of 86) | 316
event 017(i) - advanced precautionary grouting | 316
event 012za - settlement assessment - instruction of additional remedial grouting (24 nos. - roi #72) | 316
event 029 - resubmit ba14 for grout curtain | 316
traveling water screen - vendor submit drawings (st) | 315
traveling water screen - vendor fab/delivery | 315
traveling water screen - receive vendor proposals | 315
traveling water screen - negotiate / award / ifc | 315
traveling water screen - review vendor drawings (el) | 315
traveling water screen - review vendor drawings (st) | 315
traveling water screen - owner review | 315
traveling water screen - technical bid analysis | 315
traveling water screen - vendor submit drawings (el) | 315
traveling water screen - owner approval of vendor | 315
traveling water screen - vendor submit drawings (me) | 315
traveling water screen - review vendor drawings (me) | 315
structural steel shop drawing & calculation - ro review and comment (1st round) | 314
prepare shop drawings steelworks 20uly01 | 314
structural steel - owner review | 314
structural steel - owner review | 314
fabrication design, fabrication, transport steel platforms lot2 20umc | 314
detail design bb steelwork lot 3 | 314
client - review - detail design - steel structure lot1 20umc | 314
structural steel - review vendor drawings / return (st) | 314
client - review - steel structure 20ura | 314
fabrication design bb steelwork lot 1 | 314
basic design steel platforms lot2 20umc | 314
detail design steel platforms lot2 20umc | 314
structural steel turnover system | 314
structural steel - issue vendor for owner approval | 314
structural steel resolve p1 items | 314
procurement steel profiles (25%) | 314
transport loose steel for modules lot 2 (20umcl1y/20umcm1y) | 314
logistics and customs preparation loose steel for modules lot 1 (20umy00y/20uly00y) | 314
fabrication design bb steelwork lot 2 | 314
detail design steel structure / crane (after receiving final ms3) 20umc | 314
structural steel shop drawing & calculation - preparation and submission to ro (1st round) | 314
installation steel structure 20uly01 | 314
structural steel - vendor submit drawings (st) | 314
fabrication design bb steelwork lot 3 | 314
procurement steel profiles (75%) | 314
detail design bb steelwork lot 1 | 314
transport loose steel for modules lot 1 (20umy00y/20uly00y) | 314
manufacturing module steelworks 20uey01/02y | 314
prepare shop drawings / manufacturing module steelworks 20lac10y | 314
prepare shop drawings / manufacturing module steelworks 20umy00y | 314
logistics and customs preparation loose steel for modules lot 2 (20umcl1y/20umcm1y) | 314
basic design bb steelwork lot 3 | 314
detail design steel structure / crane 20umc | 314
structural steel - vendor proposal duration / receive proposals | 314
structural steel - technical bid analysis | 314
manufacturing and delivery of structural steels (early delivery) | 314
manufacturing module steelworks 20umy00y | 314
procurement steel plates (50%) | 314
basic design bb steelwork lot 2 | 314
logistics and customs preparation loose steel for modules lot 3 (20uey1y/20uey02y) | 314
basic design / steel after final ms3 input 20umc | 314
structural steel - short list for tba (no more bids) | 314
detail design bb steelwork lot 2 | 314
manufacturing and delivery of structural steels (1st batch) | 314
basic design steel platforms lot1 20umc | 314
structural steel resolve work remaining list | 314
detail design steel platforms lot1 20umc | 314
client - review - detail design - steel structure lot2 20umc | 314
client - review - steelwork - 20ubx/20ubg | 314
structural steel - negotiate / award / ifc | 314
manufacturing steel structure 20uly01 | 314
pre-assembly steel structure 20uly01 | 314
structural steel - owner approval of vendor | 314
fabrication design, fabrication, transport steel platforms lot1 20umc | 314
basic design bb steelwork lot 1 | 314
transport loose steel for modules lot 3 (20uey1y/20uey02y) | 314
fabrication design, fabrication, transport steel platforms lot1 20umc (crane platform / maintenance platform) | 314
structural steel modeling | 314
manufacturing module steelworks 20lac10y | 314
structural steel - internal review / revise | 314
prepare shop drawings / manufacturing module steelworks 20uey01/02y | 314
client - review - detail design - steel structure 20umc | 314
structural steel - short-listed vendor meetings | 314
manufacturing, shop test mv/lv cables bzk (2nd set 80%) | 313
logistics and customs preparation i&c cables bzk (lot 2) | 313
logistics and customs preparation i&c cables bzk (lot 1) | 313
transport first cable support system bzp (main) | 313
transport i&c cables bzk (lot 2) | 313
transport i&c cables bzk (lot 1) | 313
preparation tender boq cable support system bzp | 313
manufacturing / shop test mv/lv cables20/00bzk (lot 1) | 313
logistics and customs preparation mv/lv cables20/00bzk (lot 1) | 313
logistics and customs preparation cable support system bzp (lot 1) | 313
transport first cable support system bzp (for pre-fab modules) | 313
basic design / specification i&c cables bzk | 313
transport cable support system bzp (lot 1) | 313
transport mv/lv cables bzk (1st set 30%) | 313
manufacturing / shop test mv/lv cable 20/00bzk (lot2) | 313
manufacturing, shop test first cable support system bzp (for pre-fab modules) | 313
transport cable support system bzp (lot 2) | 313
manufacturing / shop test cable support system bzp (lot 2) | 313
manufacturing / shop test cable support system bzp (lot 1) | 313
manufacturing / shop test i&c cables bzk (lot 2) | 313
transport second cable support system bzp (bop) | 313
transport mv/lv cable 20/00bzk (lot2) | 313
manufacturing, shop test mv/lv cables bzk (1st set 30%) | 313
basic design / specification mv/lv cables bzk | 313
transport mv/lv cables bzk (2nd set 80%) | 313
manufacturing, shop test cable support system bzp (main) | 313
basic design / specification cable support system bzp | 313
logistics and customs preparation mv/lv cable 20/00bzk (lot2) | 313
logistics and customs preparation cable support system bzp (lot 2) | 313
detail design cable support system bzp | 313
manufacturing / shop test i&c cables bzk (lot 1) | 313
transport mv/lv cables20/00bzk (lot 1) | 313
closed cooling water i&c calibiration checks | 312
condensate system i&c calibrations | 312
gas system common i&c calibration checks | 312
steam high press i&c calibration checks | 312
steam cold reheat i&c calibration checks | 312
condenser i&c calibiration checks | 312
steam hot reheat i&c calibration checks | 312
gas system common i&c calibration checks / loop verifications | 312
circ water i&c calibiration checks | 312
steam low press i&c calibration checks | 312
closed cooling water wsac i&c calibiration checks | 312
i&c calibrations | 312
i&c calibration checks | 312
cntrl valves - vendor submit drawings (el) | 311
cntrl valves - owner approval of vendor | 311
cntrl valves - review / revise / ifp/ifor | 311
cntrl valves remaining owner review | 311
cntrl valves remaining - review / revise / ifp/ifor | 311
cntrl valves - negotiate / award / ifc | 311
cntrl valves remaining -receive vendor proposals | 311
cntrl valves remaining - technical bid analysis | 311
cntrl valves - issue vendor for owner approval | 311
cntrl valves remaining - vendor submit drawings (me) | 311
cntrl valves remaining - owner approval of vendor | 311
cntrl valves -receive vendor proposals | 311
cntrl valves remaining - review vendor drawings (me) | 311
cntrl valves - review vendor drawings / return (me) | 311
cntrl valves - review vendor drawings (me) | 311
cntrl valves - internal review / revise | 311
cntrl valves - technical bid analysis | 311
cntrl valves remaining - negotiate / award / ifc | 311
cntrl valves - review vendor drawings / return (el) | 311
cntrl valves - owner review | 311
cntrl valves- vendor fab/delivery | 311
cntrl valves - vendor submit drawings (me) | 311
cntrl valves - prepare spec / ifr | 311
cntrl valves remaining- vendor fab/delivery | 311
logistics and customs preparation drums hrsg20 | 310
set hrsg 1a hp drum | 310
set hrsg 1c ip drum | 310
set hrsg 1a ip drum | 310
modify drum doors hrsg 1a & 1b | 310
design, manufacturing, delivery hrsg drums | 310
set hrsg 1b ip drum | 310
transport drums hrsg20 | 310
detail design drums hrsg20 | 310
set hrsg 1c hp drum | 310
set hrsg 1b hp drum | 310
transport hrsg drums | 310
manufacturing drums hrsg20 | 310
erection drum end enclosure / canopy hrsg20 | 310
set hrsg 1a lp drum | 310
set hrsg 1c lp drum | 310
set hrsg 1b lp drum | 310
hp/lp piping - vendor fab/delivery - dws bop | 309
hp/lp piping - vendor fab/delivery - fgs | 309
hp/lp piping - vendor fab/delivery - lps | 309
hp/lp piping - vendor fab/delivery - lps sb | 309
hp/lp piping - vendor fab/delivery - sws | 309
hp/lp piping - vendor fab/delivery - fol | 309
hp/lp piping - vendor fab/delivery - ina | 309
hp/lp piping - vendor fab/delivery - ccw | 309
hp/lp piping - owner approval of vendor | 309
hp/lp piping - review vendor drawings / return (me) - bfw | 309
hp/lp piping - vendor submit drawings - sequence 2 | 309
hp/lp piping - vendor fab/delivery - arm | 309
hp/lp piping - vendor submit drawings (me) - bfw | 309
hp/lp piping - vendor fab/delivery - vps | 309
hp/lp piping - owner review | 309
hp/lp piping - vendor fab/delivery - wdr | 309
hp/lp piping - vendor submit drawings - sequence 1 | 309
hp/lp piping - vendor fab/delivery - crh sb | 309
hp/lp piping - vendor fab/delivery - misc cws | 309
hp/lp piping - vendor fab/delivery - axs (main) sb | 309
hp/lp piping - vendor submit drawings (me) - lps | 309
hp/lp piping - vendor fab/delivery - axs (stg) sb | 309
hp/lp piping - vendor fab/delivery - sequence 6 | 309
hp/lp piping - vendor fab/delivery - pdr | 309
hp/lp piping - review vendor drawings - sequence 1 | 309
hp/lp piping - vendor fab/delivery - bfw sb | 309
hp/lp piping - vendor fab/delivery - fps | 309
hp/lp piping - vendor fab/delivery - sequence 4 | 309
hp/lp piping - vendor fab/delivery - sequence 2 | 309
hp/lp piping - vendor fab/delivery - sequence 3 | 309
hp/lp piping - vendor fab/delivery - bfw | 309
hp/lp piping - issue vendor for owner approval | 309
hp/lp piping - vendor fab/delivery - stp sb | 309
hp/lp piping - review vendor drawings / return (me) - lps | 309
hp/lp piping - internal review / revise | 309
hp/lp piping - vendor fab/delivery - cmg | 309
hp/lp piping - vendor fab/delivery - sdr | 309
hp/lp piping - vendor fab/delivery - sequence 1 | 309
hp/lp piping - vendor fab/delivery - bdn | 309
hp/lp piping - vendor fab/delivery - gst sb | 309
hp/lp piping - vendor fab/delivery - ctp | 309
hp/lp piping - vendor fab/delivery - sequence 5 | 309
hrsg-1b raceway dwgs - design / ifr / ifor | 308
hrsg-1c raceway dwgs - design / ifr / ifor | 308
hrsg-1c raceway dwgs - internal / owner review | 308
ctg-1b raceway dwgs - design / ifr / ifor | 308
ctg-1c raceway dwgs - revise / ifc | 308
panel board dwgs - design / ifr / ifor | 308
instrument junction box dwgs (ij) - internal/owner review | 308
instrument junction box dwgs (ij) - design / ifr / ifor | 308
instrument junction box dwgs (ij) - design / ifr | 308
hrsg-1a raceway dwgs - internal / owner review | 308
hrsg-1a raceway dwgs - revise / ifc | 308
instrument junction box dwgs (ij) - revise / ifc | 308
hrsg-1c raceway dwgs - revise / ifc | 308
panel board dwgs- owner review | 308
ctg-1c raceway dwgs - design / ifr / ifor | 308
ctg-1b raceway dwgs - internal / owner review | 308
panel board dwgs - internal review | 308
hrsg-1b raceway dwgs - internal / owner review | 308
ctg-1a raceway dwgs - design / ifr / ifor | 308
ctg-1b raceway dwgs - revise / ifc | 308
hrsg-1b raceway dwgs - revise / ifc | 308
instrument junction box dwgs (ij) - internal review | 308
ctg-1c raceway dwgs - internal / owner review | 308
panel board dwgs - internal / owner review | 308
stg raceway dwgs - revise / ifc | 308
hrsg-1a raceway dwgs - design / ifr / ifor | 308
ctg-1a raceway dwgs - internal / owner review | 308
ctg-1a raceway dwgs- revise / ifc | 308
panel board dwgs- revise / ifc | 308
install downcommers and ground connections | 307
install coupling cover | 307
remove & install shoring deck and relocate for structural | 307
engineer work station installation | 307
equipment installation | 307
set sample panel building | 307
install elevator | 307
install structure | 307
install gai-tronics & communications | 307
installation of new mimic panels | 307
install gutters and trim | 307
installation of bar screen - skid | 307
erect damper panels (6 - including insulation, liners and weld out) | 307
relocation of tables | 307
construction of siemens site contractor office area | 307
install new vertical splice bars | 307
install control building foundation | 307
install relays | 307
install trenwa and cable bus | 307
erect hrsg 1b damper panels ( 6 - including insulation, liners and weld out) | 307
install equipment | 307
installation of short circuit devise | 307
install top mat | 307
install plant equipment | 307
install generator protection panel relays | 307
installation of new tables | 307
installation of distribution panel & control panel and racks for hrsg | 307
installation of i&c equipment & et200 for lats gt | 307
install floor | 307
install control building | 307
install misc. rack pipe mods / platforms / etc. | 307
install slide gates @ intake structure | 307
install control cabinet & junction box for tube cleaning systen | 307
e- and i&c- installation (incl.earthing / starpoint transformer) gen 20 | 307
intall trash screens @ intake structure | 307
install misc. mechanical tubing tray | 307
distribution panel | 307
install slide gates @ discharge structure | 307
install downcomers | 307
install effluent transfer pump station incl canopy | 307
install aerial points & lead covers | 307
installation of siemens warehouse | 307
roadworks - install street furniture | 307
install control panel | 307
install effluent treatment dispossal to existing station | 307
junction box installion | 307
install flooring (including computer floor) | 307
raised floor to electronic equipment and control room | 307
installation compensators | 307
install geotextile mat phase 1 | 307
preparation of area at siemens induction-ehs / first aid station / gate house | 307
install containers | 307
install misc. u/g electrical | 307
install bar screen @ intake structure | 307
test panels and install interpanel jumpers | 307
operator work station installation | 307
set panels in control building | 307
construction induction-ehs / first aid station / gate house 20uzx | 307
installation of i&c equipment & et200 for lats st20 | 307
install stg misc motors | 307
install rebar sog intake | 307
suespended ceiling to control room and elv room [descoped; tbc] | 307
furniture installation | 307
electrical - reinstall scr hoist electrical | 307
preparation of laydown areas and siemens storage | 307
5kv building - gutters and downspouts | 307
install misc. plant equipment | 307
install containers - skid | 307
install ceilings | 307
erect hrsg 1c damper panels (6 - including insulation, liners and weld out) | 307
support installation in raised floor | 307
installation of ccr equipment | 307
stg electrical building - gutters and downspouts | 307
ba5 - bd approval to structural plan (package 2) for outdoor equipment foundations and plinths {7g} | 306
issue plot plan - prelim/ifr | 306
bollard plan - ifr / ifoa | 306
site plan - internal review | 306
electrical hazardous area plan - owner review | 306
issue plot plan -ifoa | 306
plot plan - prelim/ifr | 306
bollard plan - internal review | 306
misc deliverables/location plans/ general notes | 306
temp facilities plan - owner review | 306
ba8 - (1st) bd consent to structural plan (package 1) for outdoor equipment foundations and plinths {7f(r)} | 306
bollard plan - revise / ifc | 306
foundation location plan - revise / ifc | 306
bollard plan - ifr- rev b | 306
provision of information and scheduling of public ulility entities | 306
plot plan -owner approval | 306
20 - hoarding plan amendment & renewal of hoarding plan | 306
provision of information and creation of planning with local resident likely to be impacted by the heavy haul | 306
plot plan - issue prior to 2nd owner model review | 306
temporary facilities plan - revise / ifc | 306
client - review - general building plan | 306
site bollards | 306
steel location plan & typ details - internal review | 306
electrical hazardous area plan - design / check / ifr / ifoa | 306
temporary facilities plan - design ifor | 306
temp facilities plan - internal review | 306
temp facilities plan - revise / ifoi | 306
general building plan preparation - first draft | 306
foundation location plan - owner approval | 306
20(a) - hoarding plan amendment & renewal of hoarding plan | 306
electrical hazardous area plan - owner approval | 306
steel location plan - revise / ifc | 306
site plan - owner approval | 306
ba5 - approval to resubmission of structural plan (package 1) for outdoor equipment foundations and plinths {7f(r)} | 306
temporary facilities plan - owner review | 306
foundation location plan - internal review | 306
provision of information and developing plans that mitigate the impact on emergency services | 306
bollard plan - owner approval | 306
electrical hazardous area plan - ifr/ ifoa | 306
plot plan -ifoa | 306
fmea plan review | 306
creation of project execution plans | 306
steel location plan & typ details - owner approval | 306
ba8 - bd consent to structural plan (package 2) for outdoor equipment foundations and plinths {7g} | 306
temp facilities plan - design / ifr / ifor | 306
steel location plan- ifr / ifoa | 306
electrical hazardous area plan - revise / ifc | 306
foundation location plan- ifr / ifoa | 306
electrical hazardous area plan - internal review | 306
issue plot plan -receive owner comments | 306
construction foundation bay2a- formwork desmantling | 305
construction foundation bay1- formwork erection | 305
construction foundation bay1- curing of concrete | 305
construction foundation bay2- curing of concrete | 305
construction foundation bay2a- grounding installation | 305
construction foundation bay2b- concreting | 305
construction foundation bay2a- formwork erection | 305
construction foundation bay2b- formwork erection | 305
construction foundation bay2- concreting | 305
construction foundation bay1- concreting | 305
construction foundation bay2b- grounding installation | 305
construction foundation bay2a- curing of concrete | 305
construction foundation bay1-formwork desmantling | 305
construction foundation bay2- formwork desmantling | 305
construction foundation bay2- formwork erection | 305
construction foundation bay2b-curing of concrete | 305
construction foundation bay2b-formwork desmantling | 305
construction foundation bay2- grounding installation | 305
construction foundation bay1- grounding installation | 305
construction foundation bay2a- concreting | 305
hrsg chemical feed 1a complete ps-1 punchlist items | 304
combustion turbine 1b complete ps-1 punchlist items | 304
stg hydrogen cooling system complete ps-1 punchlist items | 304
hrsg 1-a blowdown complete ps-1 punchlist items | 304
hrsg 1-c blowdown complete ps-1 punchlist items | 304
nitrogen system complete ps-1 punchlist items | 304
hrsg steam side 2 complete ps-1 punchlist items | 304
hrsg steam side 1 complete ps-1 punchlist items | 304
uninterruptible power complete ps-1 punchlist items | 304
aux steam piping complete ps-1 punchlist items | 304
fuel oil tanks complete ps-1 punchlist items | 304
hrsg c ammonia injection complete ps-1 punchlist items | 304
steam high pressure complete ps-1 punchlist items | 304
low voltage complete ps-1 punchlist items | 304
hrsg a ammonia injection complete ps-1 punchlist items | 304
gas system complete ps-1 punchlist items | 304
fuel oil tank fire protection system complete ps-1 punchlist items | 304
steam hot reheat complete ps-1 punchlist items | 304
circ water complete ps-1 punchlist items | 304
firewater pumps complete ps-1 punchlist items | 304
stg lo system complete ps-1 punchlist items | 304
condenser tube cleaning complete ps-1 punchlist items | 304
hrsg steam side 3 complete ps-1 punchlist items | 304
waste water / area sumps complete ps-1 punchlist items | 304
boiler feed water 1 complete ps-1 punchlist items | 304
dcs (to support backfeed) complete ps-1 punchlist items | 304
ct-1b fuel gas complete ps-1 punchlist items | 304
combustion turbine 1a complete ps-1 punchlist items | 304
instrument air complete ps-1 punchlist items | 304
condensate complete ps-1 punchlist items | 304
hrsg flue gas side 1a complete ps-1 punchlist items | 304
common chemical feed complete ps-1 punchlist items | 304
complete ag pipe punchlist items | 304
ccw #2 (@ stg area) complete ps-1 punchlist items | 304
instrument air (main header) complete ps-1 punchlist items | 304
demin storage & transfer complete ps-1 punchlist items | 304
hrsg 1-b blowdown complete ps-1 punchlist items | 304
cems 1c (bypass stack) complete ps-1 punchlist items | 304
hrsg flue gas side 2 complete ps-1 punchlist items | 304
station service transformers complete ps-1 punchlist items | 304
steam low pressure complete ps-1 punchlist items | 304
stg seal oil - includes hydrogen seal oil complete ps-1 punchlist items | 304
hrsg isolation 1c (includes sc stack) complete ps-1 punchlist items | 304
ct-1b fuel oil system complete ps-1 punchlist items | 304
cems 1a complete ps-1 punchlist items | 304
solids dewatering / filter press complete ps-1 punchlist items | 304
condensate system complete ps-1 punchlist items | 304
service water tank complete ps-1 punchlist items | 304
condensate system #1 complete ps-1 punchlist items | 304
step up transformer & ipb stg complete ps-1 punchlist items | 304
aux boiler complete ps-1 punchlist items | 304
fuel oil tank fire protection complete ps-1 punchlist items | 304
circulating water complete ps-1 punchlist items | 304
boiler feed water 1b complete ps-1 punchlist items | 304
ct 1a fire protection complete ps-1 punchlist items | 304
ro water supply complete ps-1 punchlist items | 304
hydrogen & co2 complete ps-1 punchlist items | 304
sample system - unit 1a complete ps-1 punchlist items | 304
hrsg flue gas side 1b complete ps-1 punchlist items | 304
sample system complete ps-1 punchlist items | 304
ct 1c fire protection complete ps-1 punchlist items | 304
aux boiler gas complete ps-1 punchlist items | 304
ct-1a fuel gas complete ps-1 punchlist items | 304
duct burners hrsg 1a complete ps-1 punchlist items | 304
fire water system (to support backfeed) complete ps-1 punchlist items | 304
aux boiler chem feed complete ps-1 punchlist items | 304
heat tracing complete ps-1 punchlist items | 304
condenser air extraction system complete ps-1 punchlist items | 304
instrument air ct-1c complete ps-1 punchlist items | 304
steam cold reheat complete ps-1 punchlist items | 304
fire water system & hydrants (to support backfeed) complete ps-1 punchlist items | 304
pipe - punchlist / pit team changes | 304
hrsg flue gas side 1 complete ps-1 punchlist items | 304
cems 1b (bypass stack) complete ps-1 punchlist items | 304
hrsg isolation 1b (includes sc stack) complete ps-1 punchlist items | 304
steam low press complete ps-1 punchlist items | 304
steam high press complete ps-1 punchlist items | 304
fire water/ hydrants complete ps-1 punchlist items | 304
instrument air (condenser) complete ps-1 punchlist items | 304
fo tank system complete ps-1 punchlist items | 304
hrsg steam side 1a complete ps-1 punchlist items | 304
duct burners hrsg 1c complete ps-1 punchlist items | 304
stg hydrogen seal oil complete ps-1 punchlist items | 304
demin transfer #1 complete ps-1 punchlist items | 304
lube oil system ct-1a complete ps-1 punchlist items | 304
cems 1a (bypass stack) complete ps-1 punchlist items | 304
ammonia storage and transfer complete ps-1 punchlist items | 304
boiler feed water 1a complete ps-1 punchlist items | 304
stg air extraction system complete ps-1 punchlist items | 304
boiler feed water 3 complete ps-1 punchlist items | 304
sanitary sewer complete ps-1 punchlist items | 304
medium voltage complete ps-1 punchlist items | 304
fire detection complete ps-1 punchlist items | 304
aux boiler blowdown complete ps-1 punchlist items | 304
combustion turbine 1c complete ps-1 punchlist items | 304
instrument air ct-1a complete ps-1 punchlist items | 304
chilled water complete ps-1 punchlist items | 304
wsac chem feed complete ps-1 punchlist items | 304
step up transformer & ipb ct-1c complete ps-1 punchlist items | 304
cathodic protection complete ps-1 punchlist items | 304
fuel oil system fire protection complete ps-1 punchlist items | 304
high voltage complete ps-1 punchlist items | 304
ct-1a fuel oil system complete ps-1 punchlist items | 304
lube oil system ct-1c complete ps-1 punchlist items | 304
duct burners hrsg 1b complete ps-1 punchlist items | 304
instrumentation - punchlist items | 304
instrument air system complete ps-1 punchlist items | 304
hrsg steam side 1b complete ps-1 punchlist items | 304
aux boiler & piping complete ps-1 punchlist items | 304
dc power complete ps-1 punchlist items | 304
lube oil system ct-1b complete ps-1 punchlist items | 304
step up transformer & ipb ct-1a complete ps-1 punchlist items | 304
grounding complete ps-1 punchlist items | 304
waste water - ows, basin & outfall complete ps-1 punchlist items | 304
common fuel oil system complete ps-1 punchlist items | 304
condenser complete ps-1 punchlist items | 304
stg gland steam system complete ps-1 punchlist items | 304
filtered water complete ps-1 punchlist items | 304
ct 1b fire protection complete ps-1 punchlist items | 304
closed cooling water #1 - wsac complete ps-1 punchlist items | 304
potable water complete ps-1 punchlist items | 304
steam turbine generator complete ps-1 punchlist items | 304
closed cooling water - wsac complete ps-1 punchlist items | 304
ct-1c fuel gas complete ps-1 punchlist items | 304
instrument air (stg) complete ps-1 punchlist items | 304
step up transformer & ipb ct-1b complete ps-1 punchlist items | 304
hrsg flue gas side 3 complete ps-1 punchlist items | 304
demin storage (demin tanks) complete ps-1 punchlist items | 304
plant lightning protection complete ps-1 punchlist items | 304
cems 1b complete ps-1 punchlist items | 304
hrsg isolation 1a (includes sc stack) complete ps-1 punchlist items | 304
cooling tower chem feed complete ps-1 punchlist items | 304
hrsg b ammonia injection complete ps-1 punchlist items | 304
boiler feed water 2 complete ps-1 punchlist items | 304
ct-1c fuel oil system complete ps-1 punchlist items | 304
demin #2 (@ stg area) complete ps-1 punchlist items | 304
instrument air ct-1b complete ps-1 punchlist items | 304
hrsg chemical feed 1b complete ps-1 punchlist items | 304
hrsg chemical feed 1c complete ps-1 punchlist items | 304
waste water - plant drains complete ps-1 punchlist items | 304
transport gen. circuit breaker 20bac | 303
assemble & test gsu breakers (4) | 303
perform bfw 1a / 1b motor breaker checks | 303
manufacturing, shop test generator circuit breaker bac | 303
perform breaker checks | 303
relay wire pull/terminations/testing of ssts and sst breakers | 303
test sst 1a & 1b breakers | 303
logistics and customs preparation gen. circuit breaker 20bac | 303
complete llco 1a & 1b breaker testing | 303
erection gen. circuit breaker 20bac | 303
commissioning circuit breaker/ isolated gen busduct | 303
complete llco breaker testing (portions after backfeed) | 303
complete sst 1a & 1b breaker testing | 303
quotation stage gen. circuit breaker bac | 303
detail design / manufacturing / shop test gen. circuit breaker 20bac | 303
placing gen. circuit breaker 20bac | 303
test ct 1a & 1b & st1 breakers | 303
basic design / specification gen. circuit breaker bac | 303
assemble & test ss breakers | 303
condensate system breaker checks | 303
transport generator circuit breaker bac | 303
complete ct 1a & 1b & st1 breaker testing | 303
quotation stage generator circuit breaker bac | 303
install ctg 1a manifold expansion joint | 302
install expansion joint bypass stack to ct | 302
expansion joints - vendor fab/delivery | 302
install ctg 1b expansion joint | 302
expansion joints - review / revise / ifp/ifor | 302
expansion joints - owner approval of vendor | 302
expansion joints - internal review / revise | 302
expansion joints - vendor submit drawings (me) | 302
expansion joints - prepare spec / ifr | 302
expansion joints - review vendor drawings / return (me) | 302
expansion joints - negotiate / award / ifc | 302
install ctg 1b manifold expansion joint | 302
expansion joints - owner review | 302
expansion joints - receive vendor proposals | 302
install ctg 1c expansion joint | 302
install expansion joint bypass stack to inlet duct section | 302
install ctg 1a expansion joint | 302
expansion joints - technical bid analysis | 302
expansion joints - review vendor drawings (me) | 302
fabrication medium lead support items (100%) | 301
procurement long lead items part 2 (95%) | 301
medium lead routing adaption | 301
delta design medium lead items incl. mto | 301
transport medium lead support items (100%) | 301
connect and insulate stator lead bars | 301
preparation order mto medium lead items (80%) | 301
transport long lead supports for shipment lot 3 and lot 4 | 301
prepare lead wire | 301
procurement medium lead items part 3 (100%) | 301
procurement long lead items part 3 (100%) | 301
delta design long lead items incl. mto | 301
procurement long lead items part 1 (80%) | 301
fabrication long lead supports for shipment lot 1 and lot 2 | 301
transport long lead supports for shipment lot 1 and lot 2 | 301
procurement medium lead items 2 (95%) | 301
preparation of mto for long lead piping | 301
fabrication long lead supports for shipment lot 3 and lot 4 | 301
procurement medium lead items 1 (80%) | 301
finalize ring main basic design | 300
update ring main design | 300
set ring 7 | 300
set ring 5 | 300
set ring 9 | 300
set ring 6 | 300
set ring 8 | 300
update fire main ring main p&id's | 300
p&id, finalize ring main concept | 300
install ring main | 300
set ring 3 | 300
set ring 10 | 300
set ring 4 | 300
construction foundation 20uha - rebar fixing and grounding installation for base slab part2- right side -31m | 299
concrete construction building foundation 20umc- part4 se rebarfixing, grounding install, cj prep. for baselslab | 299
construction foundation 20uba7xxx-rebarworks for walls | 299
construction foundation 20uba7910/20- rebarwork for slab | 299
construction foundation 20utg04-rebarwork for baseslab/foundation | 299
construction foundation 01uen- rebarwork,grounding install for baseslab/foundation | 299
construction foundation 20uha - anchor bolt installation base slab part2 | 299
construction foundation 20ubz04- rebarworks for walls | 299
construction foundation 20ula- rebarfixing for pile cap stage1 | 299
construction foundation 20uha - rebar fixing and grounding installation for base slab part3- mid part -12m | 299
construction foundation 20uba7xxx-rebarwork and grounding installation for baseslab | 299
construction foundation 20ubz04- rebarwork,grounding install for baseslab/foundation | 299
construction foundation 20ubz05- rebarwork for walls | 299
construction foundation 20uha - anchor bolt installation base slab part1 | 299
construction foundation 20ube/ubf- rebarfixing and grounding installation part1 baseslab | 299
concrete construction building foundation 20umc- part2 sw rebarfixing for baseslab | 299
demo concrete from rebar at columns | 299
concrete construction building foundation 20umc- part1 sw rebarfixing, grounding install, cj prep. for pile cap | 299
construction foundation 20ubd01/02- rebarwork install for baseslab/foundation | 299
construction foundation 20ubn- rebarworks,grounding installation baseslab/foundation | 299
concrete construction building foundation 20umc- part3 ne rebarfixing, grounding install, cj prep. for pile cap | 299
construction foundation 20ubg01/02- rebarwork baseslab/foundation | 299
concrete construction building foundation 20umc- part1 sw rebarfixing baseslab | 299
construction foundation 20utg07- rebarwork and grounding installation for baseslab | 299
construction foundation 20usx- rebarworks for baseslab/foundation | 299
concrete construction building foundation 20umc- part2 nw rebarfixing, grounding install, cj prep. for pile cap | 299
construction foundation 20uvm01-rebarwork for wall & top slab(2nd pour) | 299
construction walls 20ubf-rebarfixing and grounding installation part3 | 299
construction transformer table & walls 20ubf- rebarfixing and grounding installation part2 | 299
construction foundation 20uen-rebarwork. grounding installation, anchor bolt, cast-in | 299
construction foundation 20uba7910/20- rebarworks for walls | 299
construction concrete structure 20upy- rebarworks and grounding installation | 299
construction foundation 20uhx-rebarwork for baseslab/foundation | 299
construction foundation 20uby02- rebarwork,grounding install for baseslab/foundation | 299
concrete construction building foundation 20umc- part3 ne rebarfixing, grounding install, cj prep. for baselslab | 299
construction foundation 20ubx/20ubg03- rebarwork,grounding install for baseslab/foundation | 299
construction foundation 20ubz05- rebarwork for baseslab | 299
construction foundation 20uba1110/20-rebarwork,grounding, anchor bolt for base slab/foundation | 299
construction foundation 20uha - rebar fixing and grounding installation for base slab part1- left side -15m | 299
concrete construction building foundation 20umc- part4 se rebarfixing, grounding install, cj prep. for pile cap | 299
construction foundation 20utg07- rebarwork for wall | 299
construction foundation 20ula- rebarfixing slab other area stage2 | 299
install cycle chemical feed building fire protection [351] | 298
ct 1a fire protection pre-commission and restoration walk | 298
ct 1c fire protection notification of turnover walk to pgn | 298
cycle chemical feed fire protection construction completion walk | 298
ct 1c fire protection turnover system | 298
ct 1a fire protection complete turnover package | 298
ct 1b fire protection construction completion walk | 298
stg fire protection construction completion walk | 298
ct 1b fire protection notification of turnover walk to pgn | 298
ct 1a fire protection turnover system | 298
ct 1b fire protection turnover system | 298
wsac chemical feed fire protection construction completion walk | 298
ct 1b fire protection system walk with pgn | 298
ct 1c fire protection construction completion walk | 298
ct 1c fire protection complete turnover package | 298
ct 1a fire protection system turnover walk with pgn | 298
ct 1b fire protection system turnover walk with pgn | 298
admin / warehouse fire protection construction completion walk | 298
ct 1a fire protection notification of turnover walk to pgn | 298
ct 1a fire protection construction completion walk | 298
ct 1a fire protection system walk with pgn | 298
install wsac chemical feed building fire protection | 298
fire detection construction completion walk | 298
ct 1a fire protection pre-commissioning | 298
ct 1b fire protection complete turnover package | 298
ct 1c fire protection system turnover walk with pgn | 298
gauges - review vendor drawings (me) | 297
indicators & gauges - review / revise / ifp / ifor | 297
indicators & gauges - owner review | 297
indicators & gauges - vendor submit drawings (el) | 297
indicators & gauges - review vendor drawings / return (ic) | 297
indicators & gauges - vendor submit drawings (ic) | 297
gauges -owner review | 297
gauges - vendor fab/delivery | 297
gauges - vendor submit drawings (ic) | 297
indicators & gauges - prepare spec / ifr | 297
indicators & gauges - receive vendor proposals | 297
indicators & gauges - review vendor drawings / return (el) | 297
gauges - vendor submit drawings (me) | 297
indicators & gauges - internal review / revise | 297
indicators & gauges - issue vendor for owner approval | 297
gauges - review vendor drawings (ic) | 297
gauges - receive vendor proposals | 297
gauges - review / revise / ifp / ifor | 297
indicators & gauges - vendor fab/delivery | 297
steam bypass valves and desuperheaters - internal review | 296
steam bypass valves - owner review | 296
steam bypass valves and desuperheaters - vendor submit drawings (el) | 296
steam bypass valves - review vendor drawings (me) | 296
steam bypass valves and desuperheaters - technical bid analysis | 296
steam bypass valves and desuperheaters - owner review | 296
steam bypass valves - owner approval of vendor | 296
steam bypass valves - review / revise / ifp/ ifor | 296
steam bypass valves - technical bid analysis | 296
steam bypass valves vendor fab/delivery | 296
steam bypass valves and desuperheaters - review vendor drawings (me) | 296
steam bypass valves - receive vendor proposals | 296
steam bypass valves and desuperheaters - prepare spec / ifr | 296
bypass valves - commission valves as they are completed | 296
steam bypass valves and desuperheaters - review vendor drawings (el) | 296
steam bypass valves - negotiate / award | 296
steam bypass valves vndr fab/delivery | 296
steam bypass valves and desuperheaters - review / revise / ifp/ ifor | 296
steam bypass valves - vendor submit drawings (me) | 296
steam bypass valves and desuperheaters - issue vendor for owner approval | 296
steam bypass system testing / tuning | 296
steam bypass valves and desuperheaters - vendor submit drawings (me) | 296
steam bypass valves and desuperheaters - receive vendor proposals | 296
steam bypass valves and desuperheaters - negotiate / award | 296
sludge thickener system - vendor fab/delivery | 295
sludge thickener system- vendor submit drawings (me) | 295
sludge thickener system - vendor submit drawings (ic) | 295
sludge thickener system- receive vendor proposals | 295
sludge thickener system - technical bid analysis | 295
sludge thickener system- review/ revise / ifp/ifor | 295
sludge thickener system - review vendor drawings / return (el) | 295
sludge thickener system - negotiate / award / ifc | 295
sludge thickener system - vendor submit drawings (st) | 295
sludge thickener system - issue vendor for owner approval | 295
sludge thickener system- owner review | 295
sludge thickener system - review vendor drawings / return (ic) | 295
sludge thickener system - vendor submit drawings (el) | 295
sludge thickener system - review vendor drawings / return (me) | 295
sludge thickener system - review vendor drawings / return (st) | 295
sludge thickener system- internal review / revise | 295
sludge thickener system - prepare spec / ifr | 295
pre-assembly rack tower umy00ye (2 towers) | 294
erection rack tower uly (2 towers) | 294
erection rack tower t1 - 20uey01 (connection to 20umy) | 294
pre-assembly rack tower t4 - 20uey01 | 294
pre-assembly rack tower uly (2 towers) | 294
erection rack tower t2 - 20uey02 (east of 20ugu03) | 294
pre-assembly rack tower t3 - 20uey01 | 294
erection rack tower t1 - 20uey02 (connection to 20uey03) | 294
erection rack tower umy00yk (2 towers) | 294
erection rack tower t2 - 20uey01 (south of 20umx) | 294
pre-assembly rack tower t2 - 20uey01 | 294
pre-assembly rack tower umy00yk (2 towers) | 294
erection rack tower umy00yg (2 towers) | 294
erection rack tower umy00ye (2 towers) | 294
erection rack tower t3 - 20uey02 (connection to 20uey01 & 20uey05) | 294
pre-assembly rack tower t1 - 20uey01 | 294
pre-assembly rack tower umy00yg (2 towers) | 294
erection rack tower t3 - 20uey01 (north of 20umx) | 294
pre-assembly rack tower t3 - 20uey02 | 294
pre-assembly rack tower t2 - 20uey02 | 294
erection rack tower t4 - 20uey01 | 294
pre-assembly rack tower t1 - 20uey02 | 294
fgs system ag p&id - revise / ifc | 293
pws system ag p&id - revise / ifc | 293
cmg system p&id - revise / ifc | 293
ctc system p&id - revise / ifc | 293
wdr system p&id - revise / ifc | 293
pws system p&id - revise / ifc | 293
sws system p&id - revise / ifc | 293
sdr system ag p&id - revise / ifc | 293
cnd system ag p&id - revise / ifc | 293
chw system p&id - revise / ifc | 293
fol system p&id - revise / ifc | 293
los system p&id - revise / ifc | 293
dws system p&id - revise / ifc | 293
ccf system ag p&id - revise / ifc | 293
dws system ag p&id - revise / ifc | 293
sdr system p&id - revise / ifc | 293
pdr system p&id - revise / ifc | 293
stp system ag p&id - revise / ifc | 293
axs system ag p&id - revise / ifc | 293
arm system ag p&id - revise / ifc | 293
cnd system p&id - revise / ifc | 293
aqa system p&id - revise / ifc | 293
hrh system p&id - revise / ifc | 293
stw system p&id - revise / ifc | 293
vps system p&id - revise / ifc | 293
hps system ag p&id - revise / ifc | 293
cfd system p&id - revise / ifc | 293
ccw system ag p&id - revise / check / ifc | 293
fol system ag p&id - revise / ifc | 293
lps system p&id - revise / ifc | 293
bdn system ag p&id - revise / ifc | 293
fgs system p&id - revise / ifc | 293
cfd system ag p&id - revise / ifc | 293
cws system ag p&id - revise / ifc | 293
wdr system ag p&id - revise / ifc | 293
cwt system p&id - revise / ifc | 293
ctp system ag p&id - revise / ifc | 293
stp system p&id - revise / ifc | 293
lps system ag p&id - revise / ifc | 293
ccf system p&id - revise / ifc | 293
hps system p&id - revise / ifc | 293
bdn system p&id - revise / ifc | 293
ccw system p&id - revise / ifc | 293
sws system ag p&id - revise / ifc | 293
crh system ag p&id - revise / ifc | 293
ina system p&id - revise / ifc | 293
arm system p&id - revise / ifc | 293
hrh system ag p&id - revise / ifc | 293
smp system p&id - revise / ifc | 293
axs system p&id - revise / ifc | 293
smp system ag p&id - revise / ifc | 293
cmg system ag p&id - revise / ifc | 293
ctp system p&id - revise / ifc | 293
ina system ag p&id - revise / ifc | 293
crh system p&id - revise / ifc | 293
cws system p&id - revise / ifc | 293
aqa system ag p&id - revise / ifc | 293
los system ag p&id - revise / ifc | 293
125v dc battery- vendor fab/delivery | 292
125v dc battery/ups - vendor submit drawings (st) | 292
125v dc battery/ups - receive vendor proposals | 292
125v dc battery/ups - technical bid analysis | 292
125v dc battery/ups - negotiate / award / ifc | 292
125v dc battery/ups - prepare spec / ifr | 292
125v dc batteries - vendor fab/delivery | 292
125v dc battery/ups - review / revise / ifp/ifor | 292
125v dc battery/ups- vendor submit drawings (el) | 292
125v dc battery/ups - review vendor drawings (el) | 292
125v dc battery/ups - review vendor drawings / return (st) | 292
125v dc battery/ups - internal review / revise | 292
125v dc battery/ups - owner review | 292
125v dc ups system - vendor fab/delivery | 292
125v dc battery/ups - owner approval of vendor | 292
125v dc battery/ups - review vendor drawings / return (el) | 292
ups - vendor fab/delivery | 292
125v dc battery/ups - issue vendor for owner approval | 292
125v dc battery/ups - review / revise / ifp / ifor | 292
grout ctg 1b generator | 291
lp-1 - align steel bar for outer casing guider & fill voids w/ grout | 291
fill in voids in casing centering guides with grout | 291
grout f-std | 291
grouting of condenser shell support structure seismic tie downs mag20 | 291
grout & align fuel oil forwarding pumps [041] | 291
grout & align intake structure circulating water pumps [016] | 291
grout exhaust gas diffuser supports | 291
grout and align hrsg 1a boiler feedwater pumps [153] | 291
grout spec - issue for field procurement | 291
installation grating 20ube/ubf | 291
grouting of condenser shell support structure seismic tie | 291
install & grout compressor supports | 291
grout ctg 1c turbine | 291
grouting of front and rear hp-bearing pedestals ma | 291
grout hrsg 1b columns/posts | 291
placing, aligning and grouting of vacuum pumps | 291
grout spec - revise / ifc | 291
filling of baseframe with concrete and preparation for final grouting | 291
grouting of rear lp1-bearing pedestal ma | 291
grout spec - owner review | 291
grout around lp casing | 291
grout ctg 1c misc baseplates | 291
grout and align chemical / water treatment pumps and skids [614],[616],[622] | 291
align check of pedestals before grouting | 291
prep for additional grouting works for baseframe of pgb11&12ap001 | 291
grout spec - internal review | 291
grout ctg 1a misc equipment skids | 291
grout spec - design / ifr / ifor | 291
grout gen | 291
grout ctg 1b turbine | 291
grout ctg 1a turbine | 291
grout ctg 1a generator | 291
gms grating at loft level at +37.8 | 291
grout and align demin water pumps [030] | 291
grout ctg 1c generator | 291
additional grouting works for baseframe of pgb11&12ap001 | 291
curing time for concrete grouting ongoing | 291
set-up formwork for grouting rear lp-1 bearing pedestal | 291
placing, alignment and grouting maj-skid (vacuum-pumps) | 291
set-up formwork for grouting front & rear hp bearing pedestals | 291
grout ctg 1b misc equipment skids | 291
align check of bearing casings & baseplates after grouting | 291
grout and align hrsg 1b boiler feedwater pumps [153] | 291
grouting of steel bars for lp1 centering guide ma | 291
grout pedestals | 291
grouting main steel incl. curing hrsg20 | 291
grouting of exciter base | 291
grout ctg 1b misc baseplates | 291
grouting of collector base | 291
grout ctg 1a misc baseplates | 291
start-up - restore ehc oil to st1-411-hcv-3028 - hrh | 290
start-up - restore lps strainer st1-411-str-0002 | 290
start-up - restore ehc oil to st1-411-hcv-3009 - hp | 290
start-up - restore pan drains on st1-411-hcv-3018 -hp | 290
start-up - restore crh valve st1-444-abv-1004 - non-return valve | 290
start-up - restore pan drains on st1-411-hcv-3028 - hrh | 290
start-up - restore pan drains on st1-411-hcv-3033 - hrh | 290
start-up - restore ehc oil to st1-411-hcv-3033 - hrh | 290
start-up - restore ehc oil to st1-411-hcv-3018 - hp | 290
start-up - restore pan drains on st1-411-hcv-3009 - hp | 290
start-up - lpvs ehc restoration | 290
bd - submission & approval - detail design concrete - 20ubz02 | 289
bd - submission & approval - detail design concrete 20utg06 | 289
bd - submission & approval - detail design concrete - preliminary - 20uly/umy | 289
bd - submission & approval - detail design concrete 20ube/ubf | 289
bd - submission & approval - detail design concrete - 20ubz05 | 289
bd - submission & approval - detail design concrete - 20uly/umy | 289
bd - submission & approval - detail design concrete 20utg03 | 289
bd - submission & approval - detail design concrete 20usx | 289
bd - submission & approval - detail design concrete - preliminary - 20urd xx | 289
bd - submission & approval - detail design concrete - preliminary - 20umc | 289
bd - submission & approval - detail design concrete - uby02 | 289
bd - submission & approval - detail design concrete amendment 20usx | 289
bd - submission & approval - detail design concrete - 20uba8110/20 | 289
bd - submission & approval - detail design concrete 20ula | 289
bd - submission & approval - detail design concrete 20ubn | 289
bd - resubmission & approval - detail design concrete 20ula | 289
bd - submission & approval - detail design concrete 20umx | 289
bd - submission & approval - detail design concrete 20utg02 | 289
bd - submission & approval - detail design concrete 20uey01 | 289
bd - submission & approval - detail design concrete - uby03 | 289
bd - submission & approval - detail design concrete - 01uba9010/20 | 289
bd - submission & approval - detail design concrete - preliminary - 20uhw | 289
bd - submission & approval - detail design concrete 20uhx | 289
bd - submission & approval - detail design concrete - amendment 20uhx (if required) | 289
bd - submission & approval - detail design concrete 20uey03-05 | 289
bd - submission & approval - detail design concrete 20uqx | 289
bd - submission & approval - detail design concrete 20uey02 | 289
bd - submission & approval - detail design concrete - amendment 20ubx/20ubg03 | 289
bd - submission & approval - detail design concrete - preliminary - 20upy | 289
bd - submission & approval - detail design concrete - uby01 | 289
bd - submission & approval - detail design concrete - amendment 20ubn | 289
bd - submission & approval - detail design concrete - preliminary - 20uvm01 | 289
bd - submission & approval - detail design concrete - uba7xxx | 289
bd - submission & approval - detail design concrete 20urd xxxx | 289
bd - submission & approval - detail design concrete - 20uqy01 | 289
bd - submission & approval - detail design concrete 20utg07 | 289
bd - submission & approval - detail design concrete - preliminary - 20uen | 289
bd - submission & approval - detail design concrete 20umx02 | 289
bd - submission & approval - detail design concrete - 20uvm01 | 289
bd - submission & approval - detail design concrete - preliminary - 20uha | 289
bd - submission & approval - detail design concrete - 20uba1110/20 | 289
bd - submission & approval - detail design concrete 20uex01 | 289
bd - submission & approval - detail design concrete 20utg01 | 289
bd - submission & approval - detail design concrete - uby04/05 | 289
bd - submission & approval - detail design concrete - preliminary - 20ubx/20ubg03 | 289
bd - approval - detail design concrete 20ubg01/02 | 289
bd - submission & approval - detail design concrete 20utg05 | 289
bd - submission & approval - detail design concrete - 20ubd01/02 | 289
bd - resubmission & approval - detail design concrete 20upy | 289
bd - submission & approval - detail design concrete - 20ubz01 | 289
bd - submission & approval - detail design concrete - 20ubz04 | 289
bd - submission & approval - detail design concrete - 20uqy02 | 289
bd - submission & approval - detail design concrete 20upy | 289
bd - submission & approval - detail design concrete - preliminary - 20ula | 289
bd - submission & approval - detail design concrete 01uen | 289
bd - submission & approval - detail design concrete 20utg04 | 289
bd - submission & approval - detail design concrete - 20uez02 (clp scope) | 289
bd - submission & approval - detail design concrete - uba7910/7920 | 289
bd - submission & approval - detail design concrete - amendment 20uex01 | 289
bd - submission & approval - detail design concrete - 20ubd03/04 | 289
bd - submission & approval - detail design concrete - preliminary - 20uey01 | 289
bd - submission & approval - detail design concrete - preliminary - 20ube/ubf | 289
bd - resubmission & approval - detail design concrete - 20uha | 289
bd - submission & approval - detail design concrete - 20uly01 | 289
bd - submission & approval - detail design concrete 20ugu02 | 289
bd - submission & approval - detail design concrete - 20uqy03 | 289
bd - submission & approval - detail design concrete - 20ulz02 (clp scope) | 289
bd - submission & approval - detail design concrete - 20uha | 289
bd - submission & approval - detail design concrete - amendment uby02 | 289
bd - submission & approval - detail design concrete - 20uqz | 289
bd - submission & approval - detail design concrete - preliminary - uba7xxx | 289
bd - submission & approval - detail design concrete 20uen | 289
pre-engineered electrical bldgs - owner review | 288
pre-engineered electrical bldgs - review vendor drawings /return (st) | 288
pre-engineered electrical bldgs - vendor submit drawings (st) | 288
pre-engineered electrical bldgs - revise / ifp / ifor | 288
pre-engineered electrical bldgs - negotiate / award / ifc | 288
pre-engineered electrical bldgs - owner review | 288
pre-engineered electrical bldgs - owner approval of vendor | 288
pre-engineered electrical bldgs - vendor submit prelim drawings (st) | 288
pre-engineered electrical bldgs - vendor mobilization | 288
pre-engineered electrical bldgs - prepare spec / ifr | 288
pre-engineered electrical bldgs - technical bid analysis | 288
pre-engineered electrical bldgs - internal review / revise | 288
pre-engineered electrical bldgs - receive vendor proposals | 288
pre-engineered electrical bldgs - review comments / revise / ifp / ifor | 288
pre-engineered electrical bldgs -receive vendor proposals | 288
pre-engineered electrical bldgs - review vendor drawings /return (st) - prelim | 288
wsac chemical feed fire protection resolve work remaining list | 287
demin water #2 (stg area) resolve work remaining list | 287
heat tracing resolve work remaining list | 287
stg drains resolve work remaining list | 287
foundations / pilings resolve work remaining list | 287
auxiliary boiler fuel gas resolve work remaining list | 287
grounding resolve work remaining list | 287
cycle chemical feed fire protection resolve work remaining list | 287
road / access resolve work remaining list | 287
auxiliary steam resolve work remaining list | 287
insulation resolve work remaining list | 287
instrument air - main header resolve work remaining list | 287
storm water resolve work remaining list | 287
ct 1b instrument air resolve work remaining list | 287
stg instrument air resolve work remaining list | 287
hrsg 1b instrument air resolve work remaining list | 287
instrument air - condenser resolve work remaining list | 287
wsac instrument air resolve work remaining list | 287
service water users resolve work remaining list | 287
fire detection resolve work remaining list | 287
civil resolve work remaining list | 287
auxiliary boiler blowdown resolve work remaining list | 287
condensate pumps resolve work remaining list | 287
closed cooling water #2 (stg area) resolve work remaining list | 287
ct 1a fire protection resolve work remaining list | 287
filtered water resolve work remaining list | 287
ct 1b fire protection resolve work remaining list | 287
sample system - aux / stg resolve work remaining list | 287
firewater pumps resolve work remaining list | 287
sample system - unit 1b resolve work remaining list | 287
plant communications resolve work remaining list | 287
hrsg 1a instrument air resolve work remaining list | 287
aux boiler chemical feed resolve work remaining list | 287
ct 1a instrument air resolve work remaining list | 287
admin / warehouse fire protection resolve work remaining list | 287
stg fire protection resolve work remaining list | 287
buildings resolve work remaining list | 287
plant lighting resolve work remaining list | 287
chilled water resolve work remaining list | 287
aux boiler instrument air resolve work remaining list | 287
hrh system p&id - owner approval | 286
cwt system p&id - owner approval | 286
fol system p&id - owner approval | 286
stp system p&id - owner approval | 286
lps system p&id - owner approval | 286
hps system ag p&id - ownerreview | 286
los system p&id - owner approval | 286
cmg system p&id - owner approval | 286
sdr system p&id - owner approval | 286
cnd system p&id - owner approval | 286
aqa system p&id - owner approval | 286
wdr system p&id - owner approval | 286
bdn system p&id - owner approval | 286
ccw system p&id - owner approval | 286
hps system p&id - owner approval | 286
vps system p&id - owner approval | 286
smp system p&id - owner approval | 286
cws system p&id - owner approval | 286
ina system p&id - owner approval | 286
bfw system p&id - owner approval | 286
sws system p&id - owner approval | 286
fgs system p&id - owner approval | 286
stw system p&id - owner approval | 286
chw system p&id - owner approval | 286
axs system p&id - owner approval | 286
fps system p&id - owner approval | 286
pws system p&id - owner approval | 286
cfd system p&id -owner approval | 286
ccf system p&id - owner approval | 286
crh system p&id - owner approval | 286
ctc system p&id - owner approval | 286
ctp system p&id - owner approval | 286
pdr system p&id - owner approval | 286
dws system p&id - owner approval | 286
fabrication isometrics off rack lot 7 | 285
pipe supports documentation on rack lot2 | 285
fabrication isometrics off rack lot 5 | 285
fabrication isometrics on rack lot3 | 285
pipe supports documentation on rack lot3 | 285
pipe supports documentation off rack lot4 | 285
fabrication isometrics on rack lot1 | 285
pipe supports documentation off rack lot6 | 285
fabrication isometrics off rack lot4 | 285
fabrication isometrics on rack lot2 | 285
design phase piping grp & plastic material lot7 | 285
design phase piping & supports on rack lot1 | 285
design phase piping & supports on rack lot2 | 285
design phase piping small bore & supports lot 6 | 285
design phase piping large bore & supports lot 5 | 285
pipe supports documentation off rack lot7 | 285
design phase piping & supports on rack lot3 | 285
pipe supports documentation on rack lot1 | 285
pipe supports documentation off rack lot5 | 285
design phase piping large bore & supports lot4 | 285
fabrication isometrics off rack lot 6 | 285
dcs (to support backfeed) pre-commissioning | 284
steam low pressure pre-commissioning | 284
ccw #2 (@ stg area) pre-commissioning | 284
fo tank system pre-commissioning | 284
gas system pre-commissioning | 284
pre-commissioning/cleaning | 284
pre-commissioning - (10ma-01) hp/ip/lp turbine | 284
initial pressurizing of compressed air skid | 284
filtered water pre-commissioning | 284
service water tank pre-commissioning | 284
combustion turbine 1c pre-commissioning | 284
steam high pressure pre-commissioning | 284
uninterruptible power pre-commissioning | 284
cold commissioning in preparation for first pressurization | 284
fuel oil tanks pre-commissioning | 284
steam cold reheat pre-commissioning | 284
circulating water pre-commissioning | 284
potable water pre-commissioning | 284
common fuel oil system pre-commissioning | 284
stg lo system pre-commissioning | 284
initial pressurization of system, valve commissioning | 284
low voltage pre-commissioning | 284
pre-commissioning | 284
steam high press pre-commissioning | 284
wet commissioning of intake systems | 284
combustion turbine 1b pre-commissioning | 284
medium voltage pre-commissioning | 284
commissioning pipes / valves demin water 00ghc | 284
dc power pre-commissioning | 284
high voltage pre-commissioning | 284
steam low press pre-commissioning | 284
combustion turbine 1a pre-commissioning | 284
circ water pre-commissioning | 284
pre-commissioning/flushing/cleaning | 284
ro water supply pre-commissioning | 284
steam turbine generator pre-commissioning | 284
steam hot reheat pre-commissioning | 284
tube bundles - receive vendor proposals | 283
tube bundles - internal review / revise | 283
tube bundles - owner review | 283
tube bundles - technical bid analysis | 283
tube bundles - technical bid analysis | 283
tube bundles - vendor fab/delivery | 283
tube bundles - review vendor drawings (ic) | 283
tube bundles - vendor submit drawings (ic) | 283
tube bundles - negotiate / award / ifc | 283
tube bundles - review / revise / ifp / ifor | 283
tube bundles -owner review | 283
tube bundles - receive vendor proposals | 283
tube bundles - issue vendor for owner approval | 283
tube bundles - prepare spec / ifr | 283
fab and deliver hrh sb pipe [442] | 282
fab and deliver misc. ct sb pipe [311] | 282
piping specialties - vendor fab/delivery | 282
fab and deliver condensate [471] | 282
fab and deliver lb lube and seal oil piping [434] | 282
fab and delivery aux steam sb piping - finger rack [449] | 282
fab and delivery aux steam sb piping - aux boiler [449] | 282
fab and deliver gland steam sb pipe [431] | 282
fab and deliver inlet chilled water [377] | 282
fab and deliver crh sb pipe [444] | 282
fab and deliver wsac chem feed [517] | 282
fab and deliver fuel gas [561] | 282
fab and delivery compressed gas - h2 & co2 supply [547] | 282
fab and deliver instrument air [543] lb | 282
fab and deliver service water [511] | 282
fab and deliver sampling [519] | 282
u/g circ wtr piping - vendor fab/delivery phase 2 | 282
fab and deliver circ water pipe [461] | 282
fab and deliver hp sb pipe [441] | 282
fab and deliver steam turbine sb piping [439] | 282
fab and deliver lp sb pipe [443] | 282
fab and deliver bop steel platforms | 282
fab and deliver potable water supply [577] | 282
u/g circ wtr piping - fab/delivery phase 1 | 282
ug piping - vendor fab/delivery | 282
fab and delivery aux steam sb piping - stg area [449] | 282
a/g circ wtr piping - vendor fab/delivery | 282
fab and deliver demineralized water [514] | 282
fab and delivery aux steam sb piping - drip legs [449] | 282
fab and delivery instrument air [543] sb | 282
fab and deliver compressed gas - n2 supply [546] | 282
fab and deliver bfw sb pipe [481] | 282
fab and deliver cycle chem feed [516] | 282
u/g circ wtr piping - vendor fab/delivery | 282
fab and delivery vacuum priming pipe [462] | 282
fab and deliver fuel oil [562] | 282
fab and deliver air removal pipe [452] | 282
fab and deliver lb closed cooling water [464] | 282
fab and delivery aux steam sb piping - main rack [449] | 282
fab and deliver fuel oil corridor steel | 282
handrails and grating dwgs & connection force report 20utg07 | 281
handrails and grating dwgs & connection force report 01uba9010/20 | 281
handrails and grating dwgs & connection force report 20utg02 | 281
handrails and grating dwgs & connection force report 20utg05 | 281
handrails and grating dwgs & connection force report 20uba1110/20 | 281
handrails and grating dwgs & connection force report 20ura | 281
handrails and grating dwgs & connection force report 20umx02 | 281
handrails and grating dwgs & connection force report uba7xxx | 281
handrails and grating dwgs & connection force report 20utg01 | 281
handrails and grating dwgs & connection force report 20utg06 | 281
handrails and grating dwgs & connection force report 20uhw | 281
handrails and grating dwgs & connection force report 20urd | 281
handrails and grating dwgs & connection force report 20utg04 | 281
handrails and grating dwgs & connection force report 20ubl | 281
handrails and grating dwgs & connection force report 20ube/ubf | 281
handrails and grating dwgs & connection force report 20uba8110/20 | 281
handrails and grating dwgs & connection force report 20uen | 281
handrails and grating dwgs & connection force report 20umc | 281
handrails and grating dwgs & connection force report lot1 20umc | 281
handrails and grating dwgs & connection force report 20ubn | 281
handrails and grating dwgs & connection force report 20ubd01/02 | 281
handrails and grating dwgs & connection force report 20ubd03/04 | 281
handrails and grating dwgs & connection force report 20uex01 | 281
handrails and grating dwgs & connection force report 20uba7910/20 | 281
handrails and grating dwgs & connection force report lot2 20umc | 281
handrails and grating dwgs & connection force report 20utg03 | 281
handrails and grating dwgs & connection force report 20ubx | 281
oil/wtr separator foundation - revise / ifc | 280
commissioning oil collection pit / oil separator 20ubh01 | 280
construction oil collection pit / oil separator 20ubh01-concreting of baseslab | 280
oil/wtr separator - vendor fab/delivery | 280
oil/wtr separator - internal review / revise | 280
oil/wtr separator - issue vendor for owner approval | 280
oil/wtr separator - prepare spec / ifr | 280
oil/wtr separator foundation - receive owner comments | 280
basic design incl. 3d model, oil collecting pit / oil separator 20ubh01 | 280
construction oil collection pit / oil separator 20ubh01-backfill around structure | 280
construction oil collection pit / oil separator 20ubh02 | 280
construction oil collection pit / oil separator 20ubh01-close formwork for walls (2nd pour) | 280
construction oil collection pit / oil separator 20ubh01-rebarwork and grounding install baseslab(1st pour) | 280
oil/wtr separator foundation - design / ifr / ifoa | 280
construction oil collection pit / oil separator 20ubh01 | 280
basic design incl. 3d model, oil collecting pit / oil separator 20ubh02 | 280
oil/wtr separator - owner review | 280
construction oil collection pit / oil separator 20ubh01-concreting for walls & top slab (2nd pour) | 280
construction oil collection pit / oil separator 20ubh01-curing and desmantle formwork | 280
oil/wtr separator -receive vendor proposals | 280
construction oil collection pit / oil separator 20ubh01-inner formwork erection for walls & top slab(2nd pour) | 280
oil/wtr separator foundation - internal review | 280
construction oil collection pit / oil separator 20ubh01-rebarwork for walls & top slab(2nd pour) | 280
oil/wtr separator - review / revise / ifp/ifor | 280
start-up - install fe's on lps 1a & 1b / aux steam | 279
install tubing - auxiliary boiler chemical feed | 279
aux boiler blowdown pre-commissioning | 279
aux boiler blowdown i&c checks | 279
install tubing - aux boiler & piping | 279
aux steam piping turnover system | 279
install aux steam piping tubing | 279
install aux boiler chemical feed tubing | 279
aux boiler pre-commissioning | 279
terminate aux boiler & piping cable | 279
aux boiler gas perform nit blows on piping | 279
terminate aux boiler gas cable | 279
terminate - aux steam | 279
pull aux boiler & piping cable | 279
install aux boiler & piping tubing | 279
aux steam piping steam blow | 279
aux boiler pipe rack | 279
pull aux boiler gas cable | 279
install aux. steam sb [449] finger rack pipe c/l 1b | 279
install aux. steam lb [449] pipe across c/l 1a | 279
aux boiler piping steel - design / ifr / ifoa | 279
aux boiler blowdown loop verfication | 279
aux boiler & piping pre-commissioning | 279
initial cold commissioning, signal checks, system line up for aux. steam blow (pending top) | 279
aux boiler gas pre-commissioning | 279
aux steam piping steam blow piping | 279
aux boiler piping steel - receive owner comments | 279
install vendor provided aux boiler pipe | 279
aux boiler piping steel - internal review | 279
pull aux boiler blowdown cable | 279
terminate aux steam piping cable | 279
install aux. steam lb [449] finger rack pipe c/l 1a | 279
hot commissioning of aux boilers and safety valve testing | 279
aux boiler piping steel - revise / ifc | 279
paint aux boiler pipe & equip | 279
aux boiler & piping loop checks | 279
aux boiler blowdown lb/sb [218] a/g pipe | 279
install aux. steam lb [449] pipe across c/l 1b | 279
pull cable - aux boiler blowdown | 279
install aux boiler & piping instruments | 279
terminate aux boiler blowdown cable | 279
install aux steam piping instruments | 279
install stg aux boiler vendor provided a/g pipe | 279
terminate - aux boiler blowdown | 279
aux boiler dws sb [514] a/g pipe | 279
aux boiler chemcial feed flush tubing | 279
aux boiler gas perform nit. blows on piping | 279
aux boiler & piping fire aux blr | 279
aux steam piping prep pipe for cleaning | 279
aux boiler & piping i&c calibration checks | 279
aux steam piping i&c calibration checks | 279
pull cable - aux steam | 279
install aux boiler gas tubing | 279
install instruments - aux boiler blowdown | 279
install aux boiler blowdown instruments | 279
pull aux steam piping cable | 279
aux boiler & piping flush procedure | 279
install instruments - aux boiler fuel gas | 279
install aux. steam sb [449] pipe across c/l 1a | 279
install aux boiler gas pipe - sb | 279
aux boiler gas prep pipe for blows | 279
install aux. steam sb [449] pipe across c/l 1b | 279
aux. steam blow | 279
aux steam piping loop verfication | 279
install instruments - aux steam | 279
aux steam piping restore piping | 279
install aux. steam lb [449] finger rack pipe c/l 1b | 279
install aux boiler blowdown tubing | 279
install aux. steam sb [449] finger rack pipe c/l 1a | 279
aux boiler & piping flush water supply piping | 279
install instruments - aux boiler & piping | 279
terminate - aux boiler & piping | 279
install aux boiler gas instruments | 279
install tubing - aux steam | 279
pull cable - aux boiler & piping | 279
aux steam piping pre-commissioning | 279
aux steam piping complete turnover package | 279
aux boiler & piping wiring /term checks | 279
bd - consent letter steel platforms lot1 20umc | 278
1(a) - bd - gbp 2nd amendment submission (incl. mic units) - consent letter | 278
bd - hrsg platforms submission & approval | 278
bd - submission & approval - 20ubh01 | 278
bd - consent letter - supporting frame for modules lot 3 | 278
bd - consent letter - supporting frame for modules lot 1 | 278
bd - submission approval 1st round superstructure-20ura/urd | 278
bd - submission & approval - supporting frame for modules lot 3 (uey01y/uey02y/upy00y) | 278
1 -bd (building department) - gbp 1st draft submission (incl. withdraw & resubmit) | 278
bd -consent letter turboset detail design concrete 20umc | 278
bd - submission & approval - ring road | 278
bd - submission & approval - steel platforms lot2 20umc | 278
bd - consent letter superstructure 20ura/urd | 278
bd - consent letter substructure -20ura/urd | 278
client - review - turboset detail design concrete 20umc | 278
bd - consent letter substructure -20ura/urd-x | 278
bd- consent letter gen trafo platform 20ubf | 278
bd - submission approval 1st round substructure-20ura/urd | 278
bd - submission & approval - steel platforms lot1 20umc geno & st | 278
bd - submission & approval - gen trafo platform 20ubf | 278
bd - submission & approval - turboset detail design concret - 1st ammendment (pile cap) | 278
55 - bd - submission - mic pre-acceptance | 278
bd - consent letter hrsg platforms | 278
bd - submission & approval - platform design 20uen | 278
bd - consent letter hrsg packages | 278
bd - consent letter steel platforms lot2 20umc | 278
bd - submission & approval - supporting frame for modules lot 1 (umy00y/uly00y) | 278
aluminum - bd consent | 278
bd - submission & approval - turboset detail design concrete 1st ammendment 20umc (plinth-openings) | 278
aluminum - bd approval | 278
bd - submission & approval - turboset detail design concrete 1st submission (plinth) | 278
bd - submission approval 2nd round substructure-20ura/urd | 278
bd - approval letter award for gbp | 278
bd - hrsg packages submission & approval | 278
bd - submission & approval - 20ubh02 | 278
bd - consent letter - supporting frame for modules lot 2 | 278
bd - submission approval 2nd round superstructure-20ura/urd | 278
bd - resubmission approval substructure-20ura/urd | 278
bd - submission & approval - supporting frame for modules lot 2 (umcm1y/umcl1y) | 278
bd - submission & approval - turboset detail design - 1st submission (pile cap) | 278
bd - submission & approval - amendment (incl. cep ms3 input) 20umc | 278
ba5 & ba8 - shaft f (type ii) amendment - increase aaa level and pumping test {4b1-5} [withdrawal] | 277
ba5 - approval to 1st amendment of cladding plan for turbine hall (incl' switchgear block) {7e(r2)(i)} | 277
ba5 - approval to (major) amendment for permenent works for outfall modif (incl' works outside lot boundary){6ci} ad-tbc | 277
ba8 - (1st) bd consent to temporary works for shaft f and double pipe trench (for shaft f wall only) {4b1(r)} | 277
submission and approval of temporary works for shaft f (skin wall) & double pipe (southern sheet pile) {4b1i} | 277
ba5 - resubmission of temp works for shaft d (wall only) {4b3(r2)} | 277
ba5 - resubmission of amendment (type ii) for shaft f & dpt master construction sequence {4b1-1(r)} | 277
resubmission and approval of temporary works for shaft f (skin wall) only {4b1-1(r)} | 277
ba8 - consent to (major) amendment for permanent works for shaft f {4c2i} | 277
ba5 - approval to (2nd) amendment for superstructures for turbine hall {7d2} | 277
ba8 - (1st) bd consent to cladding plan for turbine hall (incl' switchgear block) {7e(r2)} ad-tbc | 277
ba8 - (1st) bd consent to permanent works for shaft f {4c2} - actual dates tbc | 277
ba5 - resub.of (type ii) amendment for zone a sheet pile alternative {4b1-alt a-1} [approved as type i] | 277
ba8 - (1st) bd consent to temp works for shaft f & double pipe trench (alternative for zone a sheet pile) {4b1-alt a} | 277
ba5 - (1st) bd approval to gbp for outfall modification (incl' works outside lot boundary) [p.r.t.act.id.cws-2ba5] {6a} | 277
ba8 - consent to 2nd amendment (type ii) for substructures of hrsg and stack {7b2} | 277
ba5 - (1st) bd approval to temporary works for shaft d (with lcal's proposal incorporated) [disapproved] {4b3(r1)} | 277
ba5 - approval to (major) amendment for permanent works for shaft f {4c2i} | 277
ba8 - consent to amendment for superstructures for turbine hall {7d2} | 277
ba8 - consent for shaft f(ring beam) & double pipe trench amendment - pipe jacking {4b1-2} | 277
ba8 - consent for shaft d (excav & els) {4b3a(r2)-1}[withdrawn] | 277
ba5 - (1st) bd approval to cladding plan for turbine hall (incl' switchgear block) [disapproved] {7e} | 277
review and design temp works for shaft f & double pipe trench - shaft f (skin wall) & southern section sheet pile {4b1i} | 277
ba5 - approval to 2nd amendment (type ii) for substructures of hrsg and stack {7b2} | 277
ba5 - resubmission of temp works for shaft d (excav & els) {4b3(r2)-1} | 277
ba8 - (1st) consent for shaft d (pipe pile wall & grout curtain) {4b3(r2)} | 277
ba5 - (1st) bd approval to temp.works for outfall modif (incl' works outside lot boundary) {6b incl in 4b2-2}[approved] | 277
ba5 - approval to 2nd amendment (type ii) for pile caps and tie beams within turbine hall {7b2} | 277
ba8 - consent to 2nd amendment (type ii) for pile caps and tie beams within turbine hall {7b2} | 277
ba5 - (1st) bd approval to permanent works for shaft f {4c2} | 277
review and design temporary works for shaft d (wall, excav. & els) {4b3(r1)} | 277
ba8 - consent for zone b open cut alternative {4b1-alt b} | 277
ba5 - resubmission for shaft f(ring beam) & double pipe trench amendment - pipe jacking {4b1-2} | 277
ba5 - submission of zone b open cut alternative {4b1-alt b} [approved] | 277
submission and approval of temporary works for shaft d (wall, excav. & els) {4b3(r1)} | 277
ba5 - approval to (1st) amendment for superstructures for turbine hall {7d1} | 277
ba5 - approval to resubmission of cladding plan for turbine hall (incl' switchgear block) {7e(r2)} | 277
ba5 & ba8 - amendment to zone a sheet pile alternative [withdra wn] {4b1i} | 277
ba8 - (1st) bd consent to permanent works for outfall modification (incl' works outside lot boundary) {6c} | 277
ba5 - submission of zone c / resequencing (originally an alternative but resubmitted & approved as a major rev) {4b1-?} | 277
ba8 - (1st) bd consent to temp.works for outfall modif (incl' works outside lot boundary) {6b incl in 4b2-2} | 277
ba8 - consent to (major) amendment for permanent works for outfall modif (incl' works outside lot boundary) {6ci} ad-tbc | 277
ba5 & ba8 - shaft f (type ii) amendment - increase aaa level and pumping test {4b1-5(r1)} | 277
ba5 - (1st) bd approval to permenent works for outfall modification (incl' works outside lot boundary) {6c} [withdrawn] | 277
submission and approval of temporary works for shaft f and double pipe trench (open cut) {4b1-alt b} | 277
ba5 & ba8 - shaft f (type ii) amendment - delink effluent pit {4b1-4} [approved] | 277
ba5 & ba8 - bd amendment (type ii) - shaft a location shift {4b4-1} | 277
ba8 - consent for zone c / resequencing {4b1-?} | 277
ba5 - approval to resubmission of cladding plan for turbine hall (incl' switchgear block) [withdrwn] {7e(r1)} | 277
ba8 - consnet for zone a sheet pile alternative {4b1-alt a-1} | 277
resubmission and approval of zone a (southern sheet pile) {4b1-alt a-1} | 277
review and design temp works for shaft f & double pipe trench - open cut {4b1-alt b} | 277
steam turbine generator notification of turnover walk to pgn | 276
install instruments - steam turbine generator | 276
erection steam turbine misc. platform 4 @12.75m in 20umc | 276
design / procurement / manufacturing gas turbine 20mb- | 276
completion of gas turbine | 276
cleaning lp1-end walls and preparation of assembly steam turbine ma | 276
steam turbine transition /p 22 resolution | 276
transport steam turbine ma- (hp/ip) (incl. fca) | 276
check and preparation of foundation steam turbine ma | 276
transport gas turbine mb | 276
erection steam turbine misc. platform 1 @6.56m in 20umc | 276
common coupling alignment at steam turbine/generator/gas turbine | 276
install intermediate shaft & center to combustion turbine | 276
logistics and customs preparation gas turbine 20mb- | 276
common final alignment k-,lp-turbine and generator | 276
install turbine supports | 276
erection steam turbine misc. platform 3 @10.09m in 20umc | 276
rail haul of generator and hip turbine to dudley, nc | 276
set combustion turbine | 276
install steam turbine generator instruments | 276
terminate - steam turbine generator | 276
transport gas turbine 20mb- | 276
combustion turbine 1a loop verfication, | 276
procurement material / subcontract steam turbine (hi-l) | 276
erection lp turbine platform @6.00m in 20umc (1st part before st bearings) | 276
erection steam turbine misc. platform 2 @8.07m in 20umc | 276
discharge generator and hip turbine onto rail-car and final approval | 276
steam turbine generator construction completion walk | 276
steam turbine generator turnover system | 276
set each sensor for turbine | 276
gas turbine final check | 276
steam turbine generator pre-commission and restoration walk | 276
transport steam turbine (hi-l) | 276
steam turbine generator system | 276
install steam turbine generator tubing | 276
transload and delivery of hip turbine | 276
detail design steam turbine (hi-l) | 276
design / procurement / manufacturing gas turbine | 276
alignment of generator to gas turbine mka | 276
combustion turbine 1b loop verfication, | 276
erection lp turbine platform @6.00m in 20umc (2nd part after upy placing) | 276
engineering / preparation rfq steam turbine | 276
logistics and customs preparation steam turbine (hi-l) | 276
erection steam turbine platform @5.44m in 20umc | 276
manufacturing steam turbine (hi-l) | 276
install & grout turbine supports blocks | 276
steam turbine generator complete turnover package | 276
align combustion turbine to foundation axis | 276
steam turbine generator system turnover walk with pgn | 276
machine to size & install shim plates for hp turbine bracket & support | 276
install tubing - steam turbine generator | 276
alignment of generator and slipring shaft to steam turbine mka | 276
alignment - generator to steam turbine/gas turbine to generator | 276
clean turbine & generator foundations & confirm survey acceptance | 276
markout reference points for turbine floor elev., longitudinal & transverse axis | 276
install ctg 1c vt & surge cubicle [148] | 275
f/r/p stg gsu transformer [070] foundation & walls | 275
set precast ctg 1a gsu xfrmr blast walls [077] | 275
set precast stg gsu xfrmr blast walls [077] | 275
f/r/p unit 1a station service transformer [823] fdn | 275
f/r/p stg excitation transformer [062] foundation | 275
install ctg 1a vt & surge cubicle [148] | 275
f/r/p ctg 1b gsu xfrmr blast walls [077] | 275
install stg vt & surge protection cubicle [073] | 275
f/r/p unit 1b station service transformer blast walls [823] | 275
f/r/p st gsu transformer [070] foundation | 275
f/r/p ctg 1a see transformer [818] fdn | 275
set precast ctg 1b gsu xfrmr blast walls [077] | 275
f/r/p stg vt & surge protection cubicle [073] mat | 275
f/r/p unit 1a station service transformer blast walls [823] | 275
f/r/p st gsu xfrmr blast walls [077] | 275
fab & deliver transformer blast walls (precast) | 275
f/r/p ctg 1c gsu transformer [130] foundation (night shift) | 275
set precast ctg 1c gsu xfrmr blast walls [077] | 275
f/r/p ctrl/admin bldg station aux transformer (147) fdn | 275
f/r/p ctg 1b gsu transformer [130] foundation | 275
f/r/p ctg 1a ct vt & surge cubicle [148] foundation | 275
set precast station service transformer blast walls [077] | 275
f/r/p stg excitation unit equipment [061] foundation | 275
install ctrl/admin bldg area station aux transformer [147] | 275
f/r/p ctg 1b see transformer [818] fdn | 275
f/r/p ctg 1a gsu xfrmr blast walls [077] | 275
install ctg 1b vt & surge cubicle [148] | 275
f/r/p unit 1b station service transformer [823] fdn | 275
f/r/p station service transformer [823] fdn | 275
f/r/p electrical package transformer foundations (2 ea) | 275
f/r/p ctg 1c ct vt & surge cubicle [148] foundation | 275
f/r/p ctg 1b ct vt & surge cubicle [148] foundation | 275
f/r/p ctg 1a gsu transformer [130] foundation | 275
detail design / checker steel platform gt umc | 274
fabrication design, fabrication, transport, on site steel platform condenser manhole access umc | 274
fabrication design, fabrication, transport, on site steel platform bus duct support umc | 274
fabrication design, fabrication, transport, on site steel structure uhw | 274
detail design / checker steel misc. platform umc | 274
detail design / checker steel platform cond. pit umc | 274
fabrication design, fabrication, transport, on site steel platform entrance umc | 274
detail design / checker steel platform condenser manhole access umc | 274
fabrication design, fabrication, transport, on site steel misc. platform umc | 274
detail design / checker steel platform bus duct support umc | 274
fabrication design, fabrication, transport, on site steel platform ubf | 274
detail design / checker steel platform pipe access near cep umc | 274
detail design / checker steel platform lp by-pass umc | 274
fabrication design, fabrication, transport, on site steel structure ula | 274
fabrication design, fabrication, transport, on site steel platform pipe access near cep umc | 274
fabrication design, fabrication, transport, on site steel platform over tg fdn umc | 274
fabrication design, fabrication, transport, on site steel structure umy | 274
fabrication design, fabrication, transport, on site steel attached to main frame | 274
detail design / checker steel platform bearing access umc | 274
fabrication design, fabrication, transport, on site steel platform bearing access umc | 274
detail design / checker steel platform st umc | 274
detail design / checker steel platform over tg fdn umc | 274
fabrication design, fabrication, transport, on site steel platform ubl | 274
fabrication design, fabrication, transport, on site steel platform cond. pit umc | 274
detail design / checker steel platform entrance umc | 274
fabrication design, fabrication, transport, on site steel platform lp by-pass umc | 274
fabrication design, fabrication, transport, on site steel platform generator umc | 274
fabrication design, fabrication, transport, on site steel platform ubd | 274
fabrication design, fabrication, transport, on site steel platform gt umc | 274
preparation for filling of pab system at condenser | 273
preparation rfq pab piping supply | 273
install stg ipb misc. equipment | 273
basic design of piping / routing pab | 273
transport ipb ipb 20baa | 273
3d model pab | 273
connection pab module piping to pab civil piping | 273
set misc. equipment and ipb 1a | 273
detail design / manufacturing / shop test ipb 20baa | 273
detail design / manufacturing / shop test ipb first parts / saddles 20baa | 273
finalize basic design pab | 273
detail design, manufacturing cw bar screen for pab system | 273
manufacturing, shop test ipb baa | 273
basic design / specification ipb baa | 273
transport cw bar screen for pab system | 273
quotation stage pab piping supply | 273
preparation for filling of pab system | 273
transport ipb baa | 273
set mics. equipment and ipb 1b | 273
transport ipb ipb first parts / saddles 20baa | 273
pab system commissioning | 273
hrsg 1-c blowdown complete turnover package | 272
hrsg isolation 1a (includes sc stack) system turnover walk with pgn | 272
hrsg 1-b blowdown turnover system | 272
hrsg 1-c blowdown turnover system | 272
hrsg 1-a blowdown turnover system | 272
hrsg 1-c blowdown notification of turnover walk to pgn | 272
hrsg 1-b blowdown system turnover walk with pgn | 272
hrsg isolation 1c (includes sc stack) turnover system | 272
hrsg isolation 1b (includes sc stack) turnover system | 272
hrsg 1a blowdown system walk with pgn | 272
hrsg 1-b blowdown complete turnover package | 272
hrsg 1-c blowdown system turnover walk with pgn | 272
hrsg isolation 1a (includes sc stack) notification of turnover walk to pgn | 272
hrsg 1-a blowdown system turnover walk with pgn | 272
hrsg 1b blowdown system walk with pgn | 272
hrsg isolation 1c (includes sc stack) complete turnover package | 272
hrsg isolation 1a (includes sc stack) turnover system | 272
hrsg 1-a blowdown notification of turnover walk to pgn | 272
hrsg 1-a blowdown complete turnover package | 272
hrsg isolation 1b (includes sc stack) notification of turnover walk to pgn | 272
hrsg isolation 1b (includes sc stack) complete turnover package | 272
hrsg isolation 1c (includes sc stack) system turnover walk with pgn | 272
hrsg 1-b blowdown notification of turnover walk to pgn | 272
hrsg isolation 1a (includes sc stack) complete turnover package | 272
hrsg isolation 1b (includes sc stack) system turnover walk with pgn | 272
hrsg isolation 1c (includes sc stack) notification of turnover walk to pgn | 272
wsac area misc foundation - revise / ifc | 271
wsac area foundation - design / ifr / ifoa | 271
wsac foundation - revise / ifc | 271
wt area misc fndn - revise / ifc | 271
wsac area misc. steel - internal review | 271
wsac foundation - internal review | 271
wsac area misc foundation - owner approval | 271
sample panel foundation - revise / ifc | 271
wsac area foundation - revise / ifc | 271
circ wtr ele enc foundation - design / ifr / ifoa | 271
wsac area misc. steel - design / ifr / ifoa | 271
wsac area misc. steel - revise / ifc | 271
demin area misc fndn - internal review | 271
wsac area misc. steel - receive owner comments | 271
wsac - owner review | 271
wsac area misc steel - owner approval | 271
wt area miscfndn - owner approval | 271
wt area misc fndn - internal review | 271
wsac area misc foundation - ifr / ifoa | 271
demin area misc fndn - revise / ifc | 271
demin area misc fndn - owner approval | 271
wsac area foundation - internal review | 271
circ wtr ele enc foundation - internal review | 271
wsac area misc steel - internal review | 271
wsac foundation - owner approval | 271
circ wtr ele enc foundation - revise / ifc | 271
wsac foundation - ifr / ifoa | 271
wt area misc fndn - ifr / ifoa | 271
demin area misc fndn - ifr / ifoa | 271
wsac area misc steel - ifr / ifoa | 271
wsac area misc steel - revise / ifc | 271
wsac area misc foundation - internal review | 271
wsac - owner approval of vendor | 271
discharge structure - ifr / ifoa | 270
discharge/outfall structure foundation - design / ifr / ifoa | 270
begin delivery of discharge pipe | 270
strip discharge structure wall #3 | 270
strip discharge structure wall #2 | 270
install bmp's (silt fence, turbidity curtain) at discharge | 270
pull sheets at discharge | 270
remove struts and walers | 270
set discharge pipe across canal | 270
excavate discharge structure | 270
install dewatering pumps at discharge | 270
drill dewatering wells/ insert casing at discharge | 270
begin delivery of intake pipe | 270
cofferdam for discharge structure | 270
discharge structure - preliminary design for constructability review | 270
cure walls at discharge | 270
2nd discharge test | 270
set discharge pipe (from fdn 2 to structure) | 270
weld piece 3 to 4 discharge pipe | 270
dischargestructure - revise / ifc | 270
remove sheeting @ discharge structure | 270
discharge structure - internal review | 270
install dewatering system discharge structure | 270
install 12" hdpe discharge pipe on grade | 270
remove sheeting whaler discharge structure | 270
backfill to elevation required for waler removal at discharge | 270
remove waler at discharge | 270
strip discharge structure slab 1 | 270
excavate for apron at discharge | 270
fab 4, 5, sx6 discharge pipe | 270
excavate cofferdam and circ water trench at discharge | 270
discharge test from 1st bank | 270
discharge/outfall structure - revise / ifc | 270
set discharge pipe (from fdn 1 to fdn 2) | 270
drive permanent sheet piles | 270
set discharge pipe (east canal fdn to fdn 1) | 270
backfill to apron upper slab on grade at discharge | 270
pipe dewatering wells at discharge | 270
excavate down to waler elevation at discharge | 270
strip discharge structure baffle wall | 270
drive sheets at discharge | 270
f/r/p discharge structure slab 1 | 270
saw cut pond liner (10" thick) & grade at discharge | 270
mud mat apron at discharge | 270
discharge/outfall structure - internal review | 270
begin fab pieces 1, sx2 & 3 discharge pipe | 270
preparation for 2nd discharge test | 270
install waler and struts at discharge | 270
dewatering draw down at discharge | 270
weld piece sx6 to 7 discharge pipe | 270
strip discharge structure wall #1 | 270
148 - effluent discharge plan | 270
fol system ug p&id - revise / check / rfr | 269
cfd system ag p&id - revise / check / rfr | 269
hrh system ag p&id - revise / check / rfr | 269
crh system ag p&id - revise / check / rfr | 269
aqa system ag p&id - revise / check / rfr | 269
sws system ug p&id - revise / check / rfr | 269
cws system ug p&id - revise / check / rfr | 269
pws system ug p&id - revise / check / rfr | 269
dws system ag p&id - revise / check / rfr | 269
ccw system ug p&id - revise / check / rfr | 269
arm system ag p&id - revise / check / rfr | 269
stp system ag p&id - revise / check / rfr | 269
dws system ug p&id - revise / check / rfr | 269
fol system ag p&id - revise / check / rfr | 269
los system ag p&id - revise / check / rfr | 269
pdr system ug p&id - revise / check / rfr | 269
pws system ag p&id - revise / check / rfr | 269
ccf system ag p&id - revise / check / rfr | 269
cmg system ag p&id - revise / check / rfr | 269
sdr system ag p&id - revise / check / rfr | 269
lps system ag p&id - revise / check / rfr | 269
chw system ug p&id - revise / check / rfr | 269
bfw system ag p&id - revise / check / rfr | 269
ina system ug p&id - revise / check / rfr | 269
ina system ag p&id - revise / check / rfr | 269
axs system ag p&id - revise / check / rfr | 269
fgs system ag p&id - revise / check / rfr | 269
sdr system ug p&id - revise / check / rfr | 269
aqa system ug p&id - revise / check / rfr | 269
cws system ag p&id - revise / check / rfr | 269
sws system ag p&id - revise / check / rfr | 269
smp system ag p&id - revise / check / rfr | 269
ccw system ag p&id - revise / check / rfr | 269
fgs system ug p&id - revise / check / rfr | 269
hps system ag p&id - revise / check / rfr | 269
cnd system ag p&id - revise / check / rfr | 269
lightning protection calc - consultant report | 268
quotation phase for lightning protection | 268
lightning protection dwgs - internal review | 268
lightning protection calc - revise / check / ifc | 268
manufacturing,transport material lightning protection | 268
lightning protection dwgs - ifoa | 268
lightning protection calc - revise / ifoa | 268
st protection | 268
detail design lightning protection bldgs | 268
lightning protection dwgs - receive owner comments | 268
lightning protection dwgs - design / ifr/ifoa | 268
lightning protection calc - rec calcs from agc | 268
lightning protection dwgs - revise / ifc | 268
specification grounding & lightning protection | 268
lightning protection dwgs - consultant resolution | 268
protection panel | 268
lightning protection calc - owner approval | 268
lightning protection dwgs - owner approval | 268
lightning protection calc - issue to consultant | 268
demin storage (demin tanks) complete turnover package | 267
demin storage & transfer flush system procedure | 267
demin storage & transfer wiring/term checks | 267
demin transfer #1 construction completion walk | 267
demin storage & transfer motor pdma | 267
demin storage & transfer i&c calbiration checks | 267
demin storage & transfer notification of turnover walk to pgn | 267
demin storage & transfer complete turnover package | 267
demin storage & transfer un-coupled motor runs | 267
demin storage & transfer pre-commission and restoration walk | 267
demin storage & transfer lubricate motor & pumps | 267
demin storage (demin tanks) pre-commission and restoration walk | 267
demin storage & transfer flush system | 267
terminate - demin storage & transfer | 267
demin storage (demin tanks) construction completion walk | 267
demin storage & transfer establish demin tank level | 267
demin storage (demin tanks) pre-commissioning | 267
demin storage & transfer system turnover walk with pgn | 267
pull demin storage & transfer cable | 267
demin storage & transfer pre-commissioning | 267
install demin storage & transfer instruments | 267
install instruments - demin storage & transfer | 267
demin #2 (@ stg area) pre-commissioning | 267
terminate demin storage & transfer cable | 267
demin storage & transfer construction completion walk | 267
demin storage & transfer turnover system | 267
demin storage (demin tanks) turnover system | 267
demin transfer #1 pre-commissioning | 267
demin storage & transfer loop verification | 267
demin storage (demin tanks) system turnover walk with pgn | 267
pull cable - demin storage & transfer | 267
demin storage (demin tanks) notification of turnover walk to pgn | 267
stg embedded conduit - owner review | 266
stg embedded conduit - design / check / ifr / ifoa | 266
ctg embedded conduit - owner review | 266
ctg/hrsg 1b embedded conduit - ifr / ifor | 266
ctg embedded conduit - design / check / ifr / ifoa | 266
ctg embedded conduit- internal review | 266
ctg/hrsg 1b embedded conduit- internal / owner review | 266
ctg embedded conduit - revise / ifc | 266
stg embedded conduit- internal review | 266
stg embedded conduit - internal / owner review | 266
ctg/hrsg 1a embedded conduit- internal / owner review | 266
ctg/hrsg 1a embedded conduit - ifr / ifor | 266
stg embedded conduit - ifr / ifor | 266
ctg/hrsg 1b embedded conduit - revise / ifc | 266
ctg/hrsg 1a embedded conduit - revise / ifc | 266
stg embedded conduit - revise / ifc | 266
boiler feed water 1a wiring /term checks | 265
aux circ water breaker checks | 265
aux circ water wire & term checks | 265
hrsg chemical feed 1a wire/term checks | 265
stg tosmap wire and term checks. | 265
boiler feed water 1 wiring /term checks | 265
ammonia injection hrsg 1a wire & term checks | 265
closed cooling water wsac wiring term checks | 265
common chemical feed wire/term checks | 265
aux circ water pdma checks | 265
closed cooling water wiring & term checks | 265
hrsg chemical feed 1c wire/term checks | 265
ro water supply wiring/term checks | 265
boiler feed water 2 wiring /term checks | 265
circ water wiring/term checks | 265
signal checks | 265
boiler feed water 3 wiring /term checks | 265
boiler feed water 1b wiring /term checks | 265
condensate system wire/term checks | 265
circ water breaker checks | 265
ammonia injection hrsg 1b wire & term checks | 265
stg tomap wire and term checks | 265
training/backround checks | 265
hrsg chemical feed 1b wire/term checks | 265
wsac chem feed wiring /term checks | 265
construction foundation 20uey01 part 2 | 264
construction foundation 20utg06 | 264
construction foundation 20ube | 264
construction foundation 20uby03 | 264
construction foundation 20ubg01/02 | 264
construction foundation 20utg03 | 264
construction foundation 20utg04 | 264
construction foundation 20uvm01 | 264
construction foundation 20utg02 | 264
construction foundation 20uba7910/20 | 264
construction foundation 20uhx | 264
construction foundation 20uqx | 264
construction foundation 01uba9010/20 | 264
construction foundation 20uey03-05 | 264
construction foundation 20ubz05 | 264
construction foundation 20ubz04 | 264
construction foundation 20uba7xxx | 264
construction foundation 20uby04 part 1 | 264
construction foundation 20ubz01 | 264
construction foundation 20uey02 | 264
construction foundation 20uby05 | 264
construction foundation 20utg01 | 264
construction foundation 20usx | 264
construction foundation 20uba1110/20 | 264
construction foundation 20ubx/20ubg03 | 264
construction foundation 20uby04 part 2 | 264
construction foundation 20ubd03/04 | 264
construction foundation 20ubz02 | 264
construction foundation 20ubd01/02 | 264
construction foundation 20uex01 | 264
construction foundation 20uby01 | 264
construction foundation 20uba8110/20 | 264
construction foundation 20umx02 | 264
construction foundation 20uey01 part 1 | 264
construction foundation 20uby02 | 264
construction foundation 20uha | 264
construction foundation 20utg05 | 264
technical clarification with customer / design for connection of tp-m1a | 263
technical clarification with customer / design for connection of tp-e3 | 263
not applicable - technical clarification with customer / design for connection of tp-m20a | 263
technical clarification with customer / design for connection of tp-m6b | 263
technical clarification with customer / design for connection of tp-i4 | 263
technical clarification with customer / design for connection of tp-i13 | 263
technical clarification with customer / design for connection of tp-e4 | 263
technical clarification with customer / design for connection of tp-c4a | 263
technical clarification with customer / design for connection of tp-m7a | 263
technical clarification with customer / design for connection of tp-e2 | 263
technical clarification with customer / design for connection of tp-c5a | 263
technical clarification with customer / design for connection of tp-i17 | 263
technical clarification with customer / design for connection of tp-e5 | 263
technical clarification with customer / design for connection of tp-m4a | 263
technical clarification with customer / design for connection of tp-m26a | 263
technical clarification with customer / design for connection of tp-i19i | 263
technical clarification with customer / design for connection of tp-f1c | 263
technical clarification with customer / design for connection of tp-m18a | 263
technical clarification with customer / design for connection of tp-m14b | 263
technical clarification with customer / design for connection of tp-c1a | 263
technical clarification with customer / design for connection of tp-i23 | 263
technical clarification with customer / design for connection of tp-i2iii | 263
technical clarification with customer / design for connection of tp-i12 | 263
technical clarification with customer / design for connection of tp-c2a | 263
connection to tp tp-e9 | 263
technical clarification with customer / design for connection of tp-m28a | 263
technical clarification with customer / design for connection of tp-m17a | 263
not applicable - technical clarification with customer / design for connection of tp-m19a | 263
technical clarification with customer / design for connection of tp-i2i | 263
technical clarification with customer / design for connection of tp-i10 | 263
technical clarification with customer / design for connection of tp-i22 | 263
technical clarification with customer / design for connection of tp-m15a | 263
technical clarification with customer / design for connection of tp-m5b | 263
technical clarification with customer / design for connection of tp-m7b | 263
technical clarification with customer / design for connection of tp-i2ii | 263
technical clarification with customer / design for connection of tp-i3 | 263
technical clarification with customer / design for connection of tp-c7a | 263
technical clarification with customer / design for connection of tp-i6 | 263
technical clarification with customer / design for connection of tp-i21 | 263
technical clarification with customer / design for connection of tp-m5a | 263
technical clarification with customer / design for connection of tp-m6a | 263
technical clarification with customer / design for connection of tp-i16 | 263
technical clarification with customer / design for connection of tp-i18 | 263
technical clarification with customer / design for connection of tp-i5 | 263
technical clarification with customer / design for connection of tp-m9b | 263
technical clarification with customer / design for connection of tp-c3a | 263
not applicable - technical clarification with customer / design for connection of tp-m21a | 263
technical clarification with customer / design for connection of tp-i20 | 263
technical clarification with customer / design for connection of tp-m13b | 263
technical clarification with customer / design for connection of tp-m29a | 263
not applicable - technical clarification with customer / design for connection of tp-m25a | 263
connection to tp by client tp-e8 | 263
technical clarification with customer / design for connection of tp-m10a | 263
technical clarification with customer / design for connection of tp-m8a | 263
technical clarification with customer / design for connection of tp-m13a | 263
technical clarification with customer / design for connection of tp-m9a | 263
technical clarification with customer / design for connection of tp-c8a | 263
technical clarification with customer / design for connection of tp-c6a | 263
technical clarification with customer / design for connection of tp-i2iv | 263
technical clarification with customer / design for connection of tp-m16a | 263
technical clarification with customer / design for connection of tp-m14a | 263
technical clarification with customer / design for connection of tp-c9a | 263
technical clarification with customer / design for connection of tp-f1b | 263
technical clarification with customer / design for connection of tp-i1 | 263
technical clarification with customer / design for connection of tp-i15 | 263
connection to tp by client tp-e7 | 263
technical clarification with customer / design for connection of tp-m2c | 263
not applicable - technical clarification with customer / design for connection of tp-m24a | 263
technical clarification with customer / design for connection of tp-f1a | 263
not applicable - technical clarification with customer / design for connection of tp-m22a | 263
not applicable - technical clarification with customer / design for connection of tp-m23a | 263
technical clarification with customer / design for connection of tp-m1b | 263
technical clarification with customer / design for connection of tp-f2a | 263
technical clarification with customer / design for connection of tp-e6 | 263
technical clarification with customer / design for connection of tp-i19ii | 263
technical clarification with customer / design for connection of tp-c10a | 263
technical clarification with customer / design for connection of tp-e6ii | 263
fabrication design/fabrication/transport steel struc.20utg05 | 262
fabrication design fabrication transport steel structure 20uex01 | 262
fabrication design/fabrication/transport steel struc.20utg06 | 262
fabrication design fabrication transport steel structure 01uba9010/20 | 262
fabrication design fabrication transport steel structure 20ubd01/02 | 262
fabrication design fabrication transport steel structure 20ubx/20ubg | 262
fabrication design fabrication transport steel structure 20uhw | 262
fabrication design fabrication transport steel structure 20uen | 262
fabrication design/fabrication/transport steel struc.20utg03 | 262
fabrication design fabrication transport steel structure 20ubn | 262
fabrication design/fabrication/transport steel struc.20utg07 | 262
fabrication design/fabrication/transport steel structure 20umc | 262
fabrication design/fabrication/transport steel struc.20uba7xxx | 262
fabrication design fabrication transport steel structure 20uba8110/20 | 262
fabrication design fabrication transport steel structure 20ubl | 262
fabrication design/fabrication/transport steel struc.20utg02 | 262
fabrication design fabrication transport steel structure 20ubd03/04 | 262
fabrication design fabrication transport steel structure 20urd | 262
fabrication design/fabrication/transport steel struc.20utg01 | 262
fabrication design/fabrication/transport steel struc.20uba7910/20 | 262
fabrication design fabrication transport steel structure 20ube/ubf | 262
fabrication design fabrication transport steel structure 20uba1110/20 | 262
fabrication design fabrication transport steel structure 20umx02 | 262
fabrication design/fabrication/transport steel struc.20utg04 | 262
fabrication design fabrication transport steel structure 20ura | 262
subbase ring road incl. (u/g) drainage system - part 3 | 261
subbase ring road incl. (u/g) drainage system - part 1c - excavation /stripping | 261
subbase ring road incl. (u/g) drainage system - part 2b- laying sub base and compaction | 261
subbase ring road incl. (u/g) drainage system - part 2c- sub finishing | 261
subbase ring road incl. (u/g) drainage system - part 1a - laying base course and compaction | 261
subbase ring road incl. (u/g) drainage system - part 1b - excavation /stripping | 261
subbase ring road incl. (u/g) drainage system - part 1c - laying sub base and compaction | 261
subbase ring road incl. (u/g) drainage system - part 1a - excavation /stripping | 261
composite drawing ring road incl. underground (u/g) drainage part 2 | 261
subbase ring road incl. (u/g) drainage system - part 2c- excavation /stripping | 261
subbase ring road incl. (u/g) drainage system - part 1c - laying base course and compaction | 261
subbase ring road incl. (u/g) drainage system - part 2a - sub finishing | 261
subbase ring road incl. (u/g) drainage system - part 2b- sub finishing | 261
subbase ring road incl. (u/g) drainage system - part 2a - laying sub base and compaction | 261
subbase ring road incl. (u/g) drainage system - part 2b- excavation /stripping | 261
subbase ring road incl. (u/g) drainage system - part 2c- laying base course and compaction | 261
subbase ring road incl. (u/g) drainage system - part 2b- laying base course and compaction | 261
subbase ring road incl. (u/g) drainage system - part 1b - laying base course and compaction | 261
subbase ring road incl. (u/g) drainage system - part 2a - laying base course and compaction | 261
subbase ring road incl. (u/g) drainage system - part 1b - laying sub base and compaction | 261
subbase ring road incl. (u/g) drainage system - part 1a - laying sub base and compaction | 261
concept composite drawing ring road incl. underground (u/g) drainage | 261
subbase ring road incl. (u/g) drainage system - part 1a - sub finishing | 261
client - review - ring road incl. underground (u/g) drainage | 261
subbase ring road incl. (u/g) drainage system - part 1b - sub finishing | 261
subbase ring road incl. (u/g) drainage system - part 2a - excavation /stripping | 261
subbase ring road incl. (u/g) drainage system - part 1a - drainage | 261
subbase ring road incl. (u/g) drainage system - part 1c - sub finishing | 261
lp lb valves - internal review of spec | 260
hp lb valves - vndr fab/deliver | 260
hp lb valves - vendor submit drawings (ic) | 260
lp lb valves - technical bid analysis | 260
lp sb valves - internal review of spec | 260
assembly of temporary/final hp/ip-valve supports (optional) | 260
lp sb valves - vendor submit drawings (me) | 260
hp lb valves - negotiate / award / ifc | 260
hp sb valves - internal review of spec | 260
hp lb valves - internal review of spec | 260
lp lb valves - vendor submit drawings (me) | 260
hp lb valves - issue vendor for owner approval | 260
hp sb valves - vndr fab/deliver | 260
transport st hp/ip/lp valves | 260
lp sb valves - negotiate / award | 260
hp sb valves - owner review | 260
lp sb valves - issue vendor for owner approval | 260
lp lb valves spec vndr fab/deliver | 260
lp sb valves - review vendor drawings (me) | 260
lp lb valves spec vendor fab/deliver | 260
hp/lp piping - negotiate / award / ifc | 260
lp sb valves - receive vendor proposals | 260
hp sb valves - owner approval of vendor | 260
lp lb valves - issue vendor for owner approval | 260
hp sb valves - review vendor drawings (me) | 260
engineering / procurement st hp/ip/lp valves | 260
hp sb valves - receive vendor proposals | 260
hp sb valves - vendor fab/deliver | 260
hp lb valves - deliver (category b) | 260
lp sb valves - vendor fab/deliver | 260
hp lb valves - review vendor drawings (me) | 260
hp sb valves - review vendor drawings (el) | 260
lp lb valves - owner approval of vendor | 260
hp lb valves - technical bid analysis | 260
hp sb valves - vendor submit drawings (me) | 260
lp sb valves - technical bid analysis | 260
hp sb valves - technical bid analysis | 260
lp sb valves - vndr fab/deliver | 260
lp lb valves - negotiate / award | 260
lp sb valves - owner review | 260
lp lb valves - owner review | 260
lp lb valves - receive vendor proposals | 260
hp lb valves - deliver (category c) | 260
hp lb valves - owner approval of vendor | 260
hp lb valves - deliver (category d) | 260
hp lb valves - vendor fab/deliver (category a) | 260
hp lb valves - owner review | 260
hp lb valves - receive vendor proposals | 260
hp sb valves - negotiate / award | 260
hp sb valves - issue vendor for owner approval | 260
manufacturing hp/ip/lp valves | 260
hp sb valves - vendor submit drawings (el) | 260
lp lb valves - review vendor drawings (me) | 260
hp lb valves - deliver (category e) | 260
hp lb valves - vendor submit drawings (me) | 260
erection piping system (outside) 20pab20-spool1 | 259
erection piping system (outside) 20pab41-spool18 | 259
erection piping system (outside) 20pab20-spool13 | 259
erection piping system (outside) 20pab41-spool1 | 259
erection piping system (outside) 20pab41(north/east of 20umc south of 20urd)-overall | 259
erection piping system (outside) 20pab41-lamination spool 27-28 | 259
erection piping system (outside) 20pab20-spool10 | 259
erection piping system (outside) 20pab20-lamination spool 7,8 | 259
erection piping system (outside) 20pab41-spool4 | 259
erection piping system (outside) 20pab20-spool5 | 259
erection piping system (outside) 20pab20-lamination spool 3,4 | 259
erection piping system (outside) 20pab20-lamination spool 8,9 | 259
erection piping system (outside) 20pab20-spool17 | 259
erection piping system (outside) 20pab41-spool27,28,29 | 259
erection piping system (outside) 20pab20-spool28 | 259
erection piping system (outside) 20pab20-spool33 | 259
erection piping system (outside) 20pab20-spool25 incld. lamination | 259
erection piping system (outside) 20pab41-spool15 | 259
erection piping system (outside) 20pab20-spool21,22,23 | 259
erection piping system (outside) 20pab41-spool17 | 259
erection piping system (outside) 20pab20-lamination spool 32-31 | 259
erection piping system (outside) 20pab20-spool27 | 259
erection piping system (outside) 20pab41-spool5 | 259
erection piping system (outside) 20pab41-spool26 | 259
erection piping system (outside) 20pab20-spool29&31 | 259
erection piping system (outside) 20pab41-spool9 | 259
erection piping system (outside) 20pab20-lamination spool 29-31 | 259
erection piping system (outside) 20pab20-lamination spool1,2 | 259
erection piping system (outside) 20pab41-spool2,3 | 259
erection piping system (outside) 20pab41-spool30 | 259
erection piping system (outside) 20pab20-spool11 | 259
erection piping system (outside) 20pab41-spool24,25 | 259
erection piping system (outside) 20pab41-spool10 | 259
erection piping system (outside) 20pab41-lamination spool 22,23 | 259
erection piping system (outside) 20pab20 -spool2,3,4 | 259
erection piping system (outside) 20pab20-spool30 | 259
erection piping system (outside) 20pab20-lamination spool 2,3 | 259
erection piping system (outside) 20pab20-spool26 incld. lamination | 259
erection piping system (outside) 20pab20-spool6 | 259
erection piping system (outside) 20pab20-lamination spool 33-31 | 259
erection piping system (outside) 20pab20-spool24 | 259
erection piping system (outside) 20pab41-spool19 | 259
erection piping system (outside) 20pab41-spool22,23 | 259
erection piping system (outside) 20pab20-spool20 | 259
erection piping system (outside) 20pab41-spool16 | 259
erection piping system (outside) 20pab41-spool13 | 259
erection piping system (outside) 20pab41-spool20,21 | 259
erection piping system (outside) 20pab41-spool12 | 259
erection piping system (outside) 20pab41-lamination spool 20,21 | 259
erection piping system (outside) 20pab20-spool7,8,9 | 259
erection piping system (outside) 20pab41-lamination spool 02,03 | 259
erection piping system (outside) 20pab20-spool32 | 259
erection piping system (outside) 20pab20-lamination spool 21,22 | 259
erection piping system (outside) 20pab20-spool19 | 259
erection piping system (outside) 20pab20-spool14 | 259
erection piping system (outside) 20pab41-lamination spool 28-29 | 259
erection piping system (outside) 20pab20-spool15 incld. lamination | 259
erection piping system (outside) 20pab20(north/east of 20umc east of 20urd)-overall | 259
erection piping system (outside) 20pab41-lamination spool 25,26 | 259
erection piping system (outside) 20pab41-spool6,7,8 | 259
erection piping system (outside) 20pab20-lamination spool 22,23 | 259
erection piping system (outside) 20pab41-lamination spool 07,08 | 259
erection piping system (outside) 20pab20-spool18 | 259
erection piping system (outside) 20pab41-lamination spool 01,02 | 259
erection piping system (outside) 20pab41-spool11 | 259
erection piping system (outside) 20pab41-lamination spool 06,07 | 259
erection piping system (outside) 20pab41-spool14 incld. lamination | 259
erection piping system (outside) 20pab20-spool16 | 259
erection piping system (outside) 20pab20-spool12 | 259
sample panel - owner review | 258
lv mcc's - owner approval of vendor | 258
atc - internal/owner review | 258
guages - owner approval of vendor | 258
ctg-1a ei's - owner approval | 258
eep - internal/owner review | 258
misc datalink list - internal/owner review | 258
t/c & t/w's - owner review | 258
npdes - internal/owner review | 258
sample panel - issue vendor for owner approval | 258
wsac ei's - owner approval | 258
switches - issue vendor for owner approval | 258
cems - issue vendor for owner approval | 258
electrical commodities- internal/owner review / revise | 258
discharge structure - owner approval | 258
lv swgr one line - owner approval | 258
discharge/outfall structure - receive owner comments | 258
esc - internal/owner review | 258
civil details - internal review | 258
dc one line - owner approval | 258
lv switchgear - issue vendor for owner approval | 258
pb general arrangements - internal/owner review | 258
lv mcc one line - owner approval | 258
stg/dcs-3 ei's - owner approval | 258
2nd owner model review | 258
dcs-2 (bop) ei's - owner approval | 258
sample panel - owner approval of vendor | 258
eep - owner approval | 258
dcs-1 (hrsg & ctg) ei's - owner approval | 258
hrsg foundation - owner approval | 258
overall one line - owner approval | 258
dc/ups ei's - owner approval | 258
mv switchgear - issue vendor for owner approval | 258
sample panel ei's - owner approval | 258
civil details - owner approval | 258
cems - owner approval of vendor | 258
mv one line - owner approval | 258
lv switchgear - owner approval of vendor | 258
mv switchgear - owner approval of vendor | 258
3-lines - owner approval | 258
earthwork- internal / owner review | 258
cems ei's - owner approval | 258
ctg-1b ei's - owner approval | 258
ctg datalink list - internal/owner review | 258
sample panel foundation - owner approval | 258
switches -owner review | 258
1st owner model review | 258
t/c & t/w's -owner review | 258
lv mccs - issue vendor for owner approval | 258
stg ei's - owner approval | 258
switches - owner review | 258
install finger rack 1b hrh sb [442] a/g pipe | 257
stg rack ccw sb [464] a/g pipe | 257
install main rack 1a ina sb [543] pipe c/l 1a | 257
install cond finger rack pipe c/l 1b lb [471] | 257
main rack 1b cnd lb/sb [471] a/g pipe | 257
install main rack 1a hps sb [441] a/g pipe | 257
install stg rack lps lb [443] a/g pipe | 257
install dws main rack 1b sb [514] pipe c/l 1b | 257
install finger rack 1a lps sb [443] a/g pipe | 257
install stg rack cmg lb/sb [546] a/g pipe & supports | 257
install stg area and rack vacuum priming lb/sb [462] a/g pipe | 257
install finger rack 1a cmg sb [546] a/g pipe | 257
install main rack 1a lps sb [443] a/g pipe | 257
install stg rack area condensate [471] a/g pipe & supports | 257
install stg area and rackcond [471] a/g pipe | 257
install main rack 1a ina lb [543] a/g pipe | 257
install stg rack los [434] lb/sb a/g pipe | 257
install main rack 1b hps sb [441] a/g pipe | 257
install finger rack bfw a/g pipe c/l 1b sb [481] | 257
install mbbop lps lb [443] a/g pipe | 257
install finger rack 1a sb pipe c/l 1a (dws) | 257
install bfw finger rack [481] a/g pipe c/l 1a lb | 257
install main rack 1a hrh sb [442] a/g pipe | 257
install finger rack 1a ina sb [543] a/g pipe | 257
install main rack 1b ina sb [543] pipe | 257
install stg rack serv wtr sb [511] a/g pipe | 257
install finger rack 1b cmg sb [546] a/g pipe | 257
install stg area and rack gst [431] a/g lb pipe & supports | 257
install stg rack hp lb [441] a/g pipe | 257
install cond lb [471] finger rack pipe c/l 1a | 257
install main rack 1a hrh lb [442] a/g pipe | 257
install stg rack dws sb [514[ a/g pipe | 257
install finger rack 1b lps sb [443] a/g pipe | 257
install stg rack lps sb [443] a/g pipe | 257
install stg rack stp a/g pipe [439] | 257
install stg rack ccw [464] lb a/g pipe | 257
install ina finger rack pipe c/l 1b sb [543] | 257
install finger rack 1b ina sb [543] a/g pipe | 257
install cond sb [471] finger rack pipe c/l 1a | 257
install finger rack 1a hrh sb [442] a/g pipe | 257
install stg area hps sb [441] a/g pipe | 257
install finger rack bfw a/g pipe c/l 1b lb [481] | 257
install main rack 1a fgs sb [561] pipe c/l 1a | 257
install bfw finger rack [481] a/g pipe c/l 1a sb | 257
install main rack 1b hrh sb [442] a/g pipe | 257
install ccw finger rack c/l 1b lb [464] pipe | 257
install finger rack 1a hps sb [441] a/g pipe | 257
install main rack 1b fgs sb [561] a/g pipe | 257
install stg rack area ccw [464] sb a/g pipe | 257
install stg area and rack cws [461] a/g pipe & supports | 257
install main rack 1b crh sb [444] a/g pipe | 257
install ccw lb [464] finger rack 1a pipe c/l 1a | 257
main rack 1a cnd lb/sb.[471] a/g pipe | 257
install finger rack 1b hps sb [441] a/g pipe | 257
install finger rack 1b fgs sb [561] a/g pipe | 257
install main rack 1b lps sb [443] a/g pipe | 257
install ccw sb [464] finger rack 1a pipe c/l 1a | 257
install stg rack hp sb [441] a/g pipe | 257
install finger rack 1a condensate sb [471] a/g pipe | 257
install finger rack 1b axs sb [449] a/g pipe | 257
install main rack 1b ina sb [543] a/g pipe | 257
install ccw finger rack c/l 1b sb [464] pipe | 257
install finger rack 1b condensate sb [471] pipe & supports | 257
install finger rack 1a smp sb [519] a/g pipe | 257
install main rack axs sb [449] a/g pipe | 257
install finger rack 1b dws pipe c/l 1b sb [514] | 257
install cond finger rack pipe c/l 1b sb [471] | 257
install ina [543] finger rack sb pipe c/l 1a | 257
ct & fg drains tank fndns - owner approval | 256
erect drains tank steel - ct 1c | 256
f/r/p ctg 1b ct and fuel gas drain tank [133] (119) vault fdn | 256
ct / fg drains tank steel - ifr / ifoa | 256
gravity thickener tank & misc. fndns - receive owner comments | 256
ct / fg drains tank steel - internal review | 256
ccw drains & glycol tank fndns - revise / ifc | 256
gravity thickener tank & misc. fndns - revise / ifc | 256
gravity thickener tank & misc. fndns - design / ifr / ifoa | 256
f/r/p wsac ccw drains tank toping slab [193d] | 256
excavate and install ccw drains tank | 256
f/r/p ccw drain tank foundation and tank | 256
basic design, quotation stage, ordering clean drain flash tank lbh | 256
install / test ccw drains tank pipe | 256
ccw drains & glycol tank fndns - owner approval | 256
gravity thickener tank & misc. fndns - internal review | 256
f/r/p ctg 1c drain tank vault | 256
f/r/p ctg 1a drain tank vault | 256
detail design, manufturing clean drain flash tank lbh | 256
ct / fg drains tank steel - revise / ifc | 256
f/r/p ctg 1a ct and fuel gas drain tank (133) [119] vault fdn | 256
ccw drains & glycol tank fndns - ifr / ifoa | 256
f/r/p wsac drain tank foundation [014] | 256
install drains tank structural steel - ct 1a | 256
transport clean drain flash tank lbh | 256
ct & fg drains tank fndns - revise / ifc | 256
ct / fg drains tank steel - owner approval | 256
ccw drains & glycol tank fndns - internal review | 256
f/r/p ctg 1b drain tank vault | 256
ct & fg drains tank fndns - internal review | 256
ct & fg drains tank fndns - ifr / ifoa | 256
erect drain tank steel - ct 1b | 256
filtered water flush pipe & restore | 255
ccw flush / pasivation procedure | 255
stg lo system connect flushing piping | 255
finalisation of piping by wai leun to complete last flushing step | 255
finalisation of temporary piping works and system line up for flushing | 255
stg lo system connect flushing piping. | 255
service water utility stations flush piping | 255
preparation for flushing | 255
filtered service water flush procedure | 255
flush piping | 255
system flushing | 255
reconfigure st hydraulic piping after flushing] | 255
preparation for system flushing | 255
filtered service water prep pipe for flushing | 255
restoration ongoing, prepare for filling | 255
filtered service water flush pipe & restore | 255
hydro/clean incoming pipe line | 255
system restoration post flush | 255
flush st hydraulic piping | 255
flushing on hold | 255
system flushing pending filter delivery | 255
restoration works after construction flushing completion | 255
system restoration | 255
filtered water prep pipe for flushing | 255
finalisation of temporary piping works and system line up for flushing (after fsd inspection) | 255
restoration ongoing | 255
system in service for flushing | 255
system flushing (discharge piping) | 255
erection fire detection system in lac enclosures sgy | 254
erection fire detection system for 20bft01/02 sgy | 254
erection fire detection system for 20bat sgy | 254
erection fire detection system in 20bft03/04 sgy | 254
erection fire detection system in 20uba7910/20 sgy | 254
erection fire detection system in 20ubz02 sgy | 254
erection fire detection system for 20mkc01/20mbj01 sgy | 254
erection fire detection system in 20uba76xx/77xx/7410/73xx/7210/7110 sgy | 254
erection fire detection system for 20bbt sgy | 254
erection fire detection system in 01uba9010/20 sgy | 254
erection fire detection system in gt enclosure 20mpb sgy | 254
erection fire detection system in 20uen sgy | 254
erection fire detection system in 20xka11 sgy | 254
erection fire detection in 20umc | 254
erection fire detection system for for lcb / ldk pump area sgy | 254
erection fire detection system for 20mkc02 sgy | 254
erection fire detection system in 20uba8110/20 sgy | 254
erection fire detection system in 01uen sgy | 254
erection fire detection system in 20qu sgy | 254
erection fire detection system in 20uba1110/20 sgy | 254
erection fire detection system in 20uex01 sgy | 254
eng pipe sppts - vendor fab/delivery - lb sequence 2 | 253
eng pipe sppts - review vendor dwgs - lb sequence 3 | 253
non-eng pipe sppts - review vendor drawings (me) | 253
eng pipe sppts - submit sppt list - lb sequence 2 | 253
eng pipe sppts - vendor fab/delivery - sb stp | 253
eng pipe sppts - vendor submit dwgs - lb sequence 4 | 253
eng pipe sppts - review vendor drawings - lb sequence 2 | 253
eng pipe sppts - submit sppt list - lb sequence 4 | 253
eng pipe sppts - vendor fab/delivery - lb sequence 1 | 253
eng pipe sppts - vendor fab/delivery - lb sequence 6 (stg) | 253
eng pipe sppts - submit sppt list - lb sequence 3 | 253
eng pipe sppts - vendor submit dwgs - lb sequence 3 | 253
eng pipe sppts - vendor submit dwgs - lb sequence 2 | 253
eng pipe sppts - vendor fab/delivery - sb gst | 253
eng pipe sppts - review vendor drawings - lb sequence 1 | 253
eng pipe sppts - vendor fab/delivery - sb steam/bfw | 253
eng pipe sppts - vendor fab/delivery - sb axs | 253
non-eng pipe sppts - issue for field procurement | 253
non-eng pipe sppts - vendor fab/delivery | 253
eng pipe sppts - review vendor drawings - lb sequence 4 | 253
eng pipe sppts - vendor fab/delivery - lb sequence 4 | 253
eng pipe sppts - sole source negotiations | 253
eng pipe sppts - vendor fab/delivery - lb sequence 3 | 253
eng pipe sppts - vendor submit dwgs - lb sequence 1 | 253
non-eng pipe sppts - vendor submit drawings (me) | 253
eng pipe sppts - submit sppt list - sb | 253
eng pipe sppts - vendor submit dwgs - lb sequence 5 | 253
eng pipe sppts - submit sppt list - lb sequence 5 | 253
eng pipe sppts - vendor fab/delivery - lb sequence 5 | 253
eng pipe sppts - owner approval of vendor | 253
eng pipe sppts - review vendor drawings - lb sequence 5 | 253
eng pipe sppts - submit sppt list - lb sequence 1 | 253
install duct burners hrsg 1a instruments | 252
duct burners hrsg 1b set scanner fire eyes | 252
install raceway - hrsg 1b duct burners | 252
install raceway - hrsg 1a duct burners | 252
install instruments - hrsg 1b duct burners | 252
duct burners hrsg 1a plc check | 252
duct burners hrsg 1c construction completion walk | 252
install hrsg 1a duct burner press red skid [154] | 252
install duct burners hrsg 1c cable tray / conduit | 252
install tubing - hrsg 1a duct burners | 252
duct burners hrsg 1a turnover system | 252
duct burners hrsg 1c system turnover walk with pgn | 252
duct burners hrsg 1c turnover system | 252
install hrsg 1c duct burner press red skid [154] | 252
duct burners hrsg 1a i&c calibration checks | 252
fire duct burners | 252
install duct burners hrsg 1c instruments | 252
install hrsg 1b duct burner skid [155] | 252
duct burners hrsg 1a set scanner fire eyes | 252
duct burners hrsg 1b dcs check | 252
install duct burners hrsg 1b instruments | 252
duct burners hrsg 1c loop verfication | 252
duct burners hrsg 1c complete turnover package | 252
duct burners hrsg 1c set scanner fire eyes | 252
duct burners hrsg 1b construction completion walk | 252
install hrsg 1c duct burner skid [155] | 252
terminate - hrsg 1b duct burners | 252
pull cable - hrsg 1b duct burners | 252
duct burners hrsg 1a construction completion walk | 252
pull duct burners hrsg 1a cable | 252
install hrsg 1a duct burner skid [155] | 252
duct burners hrsg 1b turnover system | 252
duct burners hrsg 1a complete turnover package | 252
install duct burners hrsg 1a cable tray / conduit | 252
duct burners hrsg 1c pre-commission and restoration walk | 252
pull duct burners hrsg 1b cable | 252
install duct burners hrsg 1c tubing | 252
duct burners hrsg 1c notification of turnover walk to pgn | 252
duct burners hrsg 1b complete turnover package | 252
duct burners hrsg 1b system turnover walk with pgn | 252
terminate - hrsg 1a duct burners | 252
duct burners hrsg 1b i&c calibration checks | 252
duct burners hrsg 1b pre-commissioning | 252
duct burners hrsg 1b notification of turnover walk to pgn | 252
duct burners hrsg 1b plc check | 252
duct burners hrsg 1c plc check | 252
duct burners hrsg 1a dcs check | 252
duct burners hrsg 1a system turnover walk with pgn | 252
duct burners hrsg 1a loop verification | 252
duct burners hrsg 1b loop verfication | 252
duct burners hrsg 1b pre-commission and restoration walk | 252
install instruments - hrsg 1a duct burners | 252
duct burners hrsg 1a notification of turnover walk to pgn | 252
terminate duct burners hrsg 1a cable | 252
pull duct burners hrsg 1c cable | 252
install duct burners hrsg 1b tubing | 252
install duct burners hrsg 1a tubing | 252
terminate duct burners hrsg 1b cable | 252
duct burners hrsg 1a pre-commission and restoration walk | 252
install duct burners hrsg 1b cable tray / conduit | 252
terminate duct burners hrsg 1c cable | 252
duct burners hrsg 1a pre-commissioning | 252
duct burners hrsg 1c i&c calibration checks | 252
install hrsg 1b duct burner press red skid [154] | 252
duct burners hrsg 1c pre-commissioning | 252
pull cable - hrsg 1a duct burners | 252
install tubing - hrsg 1b duct burners | 252
erection condensate polishing plant 20ld | 251
quotation stage condensate polishing pump 20ldk | 251
electrical erection condensate polishing plant 20ld | 251
condensate polishing plant (gl002) - abwf works | 251
manufacturing / shop test condensate polishing pump 20ldk | 251
manufacturing/shop test condensate polishing plant 20ld | 251
logistics and customs preparation condensate polishing pump 20ldk | 251
logistics and customs preparation condensate polishing plant 20ld | 251
preparation rfq condensate polishing plant 20ld | 251
transport condensate polishing plant 20ld | 251
itp for - (10ldk) condensate polishing system | 251
detail design, manufacturing, shop test condensate polishing pump ldk | 251
transport condensate polishing plant ld | 251
transport condensate polishing pump ldk | 251
basic design / preparation p&id's condensate polishing plant 20ld | 251
leak test condensate polishing plant 20ld | 251
design data sheets condensate polishing pump 20ldk | 251
itp for - (10ld) condensate polishing plant | 251
design, manufacturing, shop test condensate polishing plant ld | 251
quotation stage condensate polishing plant 20ld | 251
detail design condensate polishing plant 20ld | 251
cold commissioning condensate polishing plant (for benson boiler) | 251
technical clarficiation / prep. rfq condensate polishing pump 20ldk | 251
e- and i&c-erection condensate polishing pump | 251
ttm for pumping station - declaration of unplanted area | 250
ttm for pumping station - preparation and submission to ro | 250
ttm for sea bank road - lwc 14 day expiry period | 250
ttm for sea bank road - declaration of unplanted area | 250
ttm for sea bank road - barrication as per approved hammer head locations | 250
ttm for sea bank road - ro review and comment [approved] | 250
ttm for sea bank road - issue of lwc to barricade the proposed hammer head locations | 250
ttm for shaft d - lwc 14 day expiry period | 250
ttm for shaft d - ro review and comment [approved] | 250
ttm for sea bank road - extend expired lwc | 250
ttm for sea bank road - hammer heads construction | 250
ttm for sea bank road - preparation and submission to ro | 250
ttm for sea bank road - issue of lwc to barricade the proposed site area | 250
ttm for pumping station - issue of lwc for barricading the areas | 250
ttm for sea bank road - issue of xp for hammer heads construction | 250
ttm for pumping station - barrication as per approved site layout and ttm | 250
event 007 - issue of lwc for barricading the areas | 250
ttm for shaft d - preparation and submission to ro | 250
ttm for shaft d - issue of xp for eva diversion | 250
ttm for shaft d - issue of lwc to barricade the proposed site area | 250
ttm for shaft d - declaration of unplanted area | 250
ttm for pumping station - ro review and comment [approved] | 250
ttm for shaft d - extend expired lwc | 250
ttm for shaft d - issue of lwc to barricade the proposed temp. eva location | 250
ttm for shaft d - barrication as per approved temporary eva location | 250
ttm for shaft d - construct temporary eva | 250
ba5 - amendment (minor) for temp.works for shaft a, pump sttn, div. culvert (wall only){4b4-2(r2)} | 249
review and design temporary works for shaft a, pump station, diversion culvert (excavation & els) - for ms-03 {4b5} | 249
submission and approval of temporary works for shaft a, pump station, diversion culvert (wall only) {4b4-2} | 249
ba5 - amendment (minor) for temporary works for shaft a, pump station, diversion culvert (wall only){4b4-2}[withdrawn] | 249
ba5 - amendment (major) for temp.works for shaft a, pump station, diversion culvert (excav & els) {4b4-3} [withdrawn] | 249
diversion culvert - pumping test and report submission (c2) | 249
submission and approval of temporary works for shaft e and discharge culvert (wall, excav. & els) {4b2-1} | 249
discharge culvert /zone a1 (eastern section) - pumping test & assessment report to bd | 249
submission and approval of temporary works for shaft e and discharge culvert (wall, excav. & els) - for ms-03 {4b2i-1} | 249
ba5 - amendment (minor) for temp.works for shaft a, pump station, diversion culvert (wall only){4b4-2(r1)} [withdrawn] | 249
discharge culvert /zone b (shaft e interface section) - pumping test & assessment report to bd | 249
review and design temporary works for shaft e and discharge culvert (wall, excav. & els) {4b2-1} | 249
ba5 - amendment (pipe jacking) for temp.works for shaft e & discharge culvert (excav. & els){4b2-2(r1)} {approved] | 249
event 037b - discharge culvert / 1800 drainage amendment (type ii) | 249
diversion culvert (c1) - connect diversion culvert to pumping station | 249
review and design temporary works for shaft a, pump station, diversion culvert (excavation & els) {4b5} | 249
ba5 & ba8 - amendment (type ii) for temp.works for shaft e & discharge culvert (wall only){4b2-1(r)} | 249
discharge culvert - utilities diversion along sea bank road | 249
ba5 - amendment to temp works for shaft f & double pipe trench - pipe jacking [disapproved] {4b1-1} | 249
ba8 - consent (pipe jacking) for temp.works for shaft e & discharge culvert (excav. & els){4b2-2(r1)} | 249
discharge culvert /zone a3 (western section) - pumping test & assessment report to bd | 249
ba5 - amendment (pipe jacking) for temp.works for shaft e & discharge culvert (excav. & els){4b2-2) [withdrawn] | 249
diversion culvert - pumping test and report submission (c1) | 249
event 055 - 1800 drainage pipe at sbr / pumping test and assessment report to bd (zone a2) | 249
review and design temporary works for shaft a, pump station, diversion culvert (wall only) {4b4-2} | 249
event 055 - 1800 drainage pipe at sbr / excavation and construction of discharge culvert (zone a2) | 249
ba5 - amendment (major) for temporary works for shaft a, pump station, diversion culvert (excav & els) {4b5}[withdrawn] | 249
ba5 & ba8 - amendment (major) for temp.works for shaft e & discharge culvert (alt sheet pile)[withdrawn]{4b2-1} | 249
diversion culvert - utilities diversion stage 2 | 249
submission and approval of temporary works for shaft a, pump station, diversion culvert (excav. & els) {4b5} | 249
event 036 - dicharge culvert / outfall portion amendment (type ii) | 249
ba5 - amendment (minor) for temp.works for shaft a, pump station, diversion culvert (excav & els) {4b4-3(r1)} [approved] | 249
event 021a - aaa amendment for shaft a /pump station/ diversion culvert | 249
diversion culvert - utilities diversion stage 1 | 249
diversion culvert - utilities diversion stage 3 | 249
ba5 - consent for temporary works for shaft a, pump station, diversion culvert (excav & els) {4b4-4} | 249
event 055 - 1800 drainage pipe at sbr / excavation consent (zone a2) | 249
review and design temporary works for shaft e and discharge culvert (wall, excav. & els) - for ms-03 {4b2-1} | 249
event 037a - discharge culvert / zone a & b amendment (type ii) | 249
event 037d - discharge culvert / 1800 drainage & tbm alignment (type ii) | 249
submission and approval of temporary works for shaft a, pump station, diversion culvert (excav. & els) - for ms-03 {4b5} | 249
event 023 - re-seqeuncing submission (alternative) for shaft a /pump station/ diversion culvert (ba5)[withdrawn] | 249
event 017 - diversion culvert apg | 249
insulate main 1b rack pipe 80% | 248
insulate c/l 1a rack pipe | 248
insulate main 1a rack pipe 20% | 248
insulate stg equipment 20% | 248
insulate hrsg 1b 1pipe 80% | 248
insulate ctg 1b 1pipe 20% | 248
insulate hrsg rack 1b pipe 20% | 248
insulate ctg 1a equipment 80% | 248
insulate ctg 1b pipe & equipment | 248
insulate hrsg rack 1a pipe 20% | 248
insulate stg equipment 80% | 248
insulate stg pipe & equipment | 248
insulate c/l 1c rack pipe | 248
insulate ctg 1b equipment 20% | 248
insulate hrsg 1b 1pipe 20% | 248
insulate main 1b rack pipe 20% | 248
insulate ctg 1a 1pipe 80% | 248
insulate ctg 1b 1pipe 80% | 248
insulate ctg 1a equipment 20% | 248
insulate ctg 1a 1pipe 20% | 248
insulate main 1a rack pipe 80% | 248
insulate hrsg 1c pipe & equipment | 248
insulate ctg 1b equipment 80% | 248
insulate stg pipe 20% | 248
insulate hrsg rack 1a pipe 80% | 248
insulate hrsg 1a 1pipe 80% | 248
insulate hrsg 1a equipment 80% | 248
insulate hrsg 1b equipment 20% | 248
insulate hrsg 1a pipe & equipment | 248
insulate hrsg rack 1b pipe 80% | 248
insulate ctg 1a pipe & equipment | 248
insulate stg pipe 80% | 248
insulate c/l 1b rack pipe | 248
insulate hrsg 1a equipment 20% | 248
insulate hrsg 1a 1pipe 20% | 248
insulate ctg 1c pipe & equipment | 248
insulate hrsg 1b pipe & equipment | 248
insulate hrsg 1b equipment 80% | 248
intake culvert modif - excavate to top of existing intake culvert | 247
diversion culvert - remove rock armour from the existing seawall | 247
intake culvert modif - make good interior surface | 247
intake culvert modif - rock fill to form a working platform at +3.5mpd | 247
intake culvert modif - remove tie beams of existing gantry foundations | 247
intake culvert modif - install temporary penstock at the connection with diversion culvert | 247
intake culvert modif - backfill between the proposed chamber and pipe pile walls | 247
intake culvert modif - install precast segments for the base slab | 247
diversion culvert - remove parts of crest wall and fence | 247
review and design temporary works for scw and intake culvert modification (wall only) {5b1-alt} | 247
intake culvert modif - excavate either side of culvert to -5.4mpd | 247
intake culvert modif - remove temporary penstock | 247
intake culvert modif - remove twin batten waling frame | 247
diversion culvert - trim the interfacing sheet pile wall adjoining pumping station to -5.5 mpd | 247
submission and approval of temporary works for scw and intake culvert modification (wall only) - for ms-05 {5b1(r)} | 247
intake culvert modif - construct tie-back system | 247
intake culvert modif - observe and repair leaks | 247
diversion culvert - install silt curtain | 247
intake culvert modif - install precast segments for the columns and side walls | 247
diversion culvert - grout curtain along the outer cofferdam wall alignment | 247
diversion culvert - backfill and reinstate to ground level including crest wall and fence | 247
review and design temporary works for scw and intake culvert modification (excavation & els) - for ms-05 {5b1(r)} | 247
diversion culvert - pipe pile along the inner cofferdam wall alignment | 247
intake culvert modif - cs3 pipe pile wall | 247
intake culvert modif - ba8 consent for excavation below +3.5 and above +2.425 mpd (zone 2 for intake chamber)(ad tbc) | 247
intake culvert modif - reinstate existing utilities and gantry crane | 247
diversion culvert - pipe pile along the outer cofferdam wall alignment | 247
intake culvert modif - 406 dia. pipe pile walls (cs2) | 247
intake culvert modif - grout curtain (behind cs2) | 247
intake culvert modif - backfill and reinstate the crest wall and fence | 247
intake culvert modif - install precast segments for top slab and beams | 247
intake culvert modif - prepare bedding and leveling | 247
intake culvert modif - install silt curtain | 247
intake culvert modif - utilities diversion | 247
submission and approval of temporary works for scw and intake culvert modification (excav & els) {5b1-alt} | 247
intake culvert modif - tremie concrete to segment joints of top slab | 247
intake culvert modif - tremie concrete to segment joints of columns and side walls | 247
intake culvert modif - install socket h-pile (all except rp14-16) | 247
intake culvert modif - install twin batten waling frame | 247
intake culvert modif - remove rock armour | 247
intake culvert modif - ba8 consent for excavation below +2.425 mpd (ad tbc) | 247
intake culvert modif - zone 1 excavation to +2.425 mpd | 247
intake culvert modif - install staging platform | 247
intake culvert modif - grout curtain (behind cs3) | 247
intake culvert modif - remove parts of existing gantry crane | 247
diversion culvert - grout curtain along the inner cofferdam wall alignment | 247
intake culvert modif - zone 2 excavate to +2.425mpd | 247
intake culvert modif - remove parts of existing crest wall and fence | 247
intake culvert modif - ba8 consent for excavation below +3.5 and above +2.425 mpd (zone 1 for tie back )(ad tbc) | 247
review and design temporary works for scw and intake culvert modification (excavation & els) {5b1-alt} | 247
intake culvert modif - tremie concrete to segment joints of base slab | 247
intake culvert modif - saw cut and remove the existing box culvert at the location of proposed diversion chamber | 247
submission and approval of temporary works for scw and intake culvert modification (excav & els) - for ms-05 {5b1(r)} | 247
intake culvert modif - reinstate the seawall and rock armour to 0.5m below the shoring | 247
review and design temporary works for scw and intake culvert modification (wall only) - for ms-05 {5b1(r)} | 247
intake culvert modif - install socket h-pile (rp14, rp15, rp16) | 247
diversion culvert - rock fill to +4mpd to form temporary piling platform | 247
submission and approval of temporary works for scw and intake culvert modification (wall only) {5b1-alt} | 247
cnd system ag p&id - rec owner comments | 246
bdn system ug p&id - receive owners comments | 246
dws system ug p&id - rec owner comments | 246
fps system ag p&id - rec owner comments | 246
ccf system ag p&id - rec owner comments | 246
bdn system ag p&id - receive owners comments | 246
crh system ag p&id - rec owner comments | 246
sdr system ag p&id - rec owner comments | 246
arm system ag p&id -rec owner comments | 246
axs system ag p&id - rec owner comments | 246
ccw system ag p&id - rec owner comments | 246
ina system ag p&id - rec owner comments | 246
cws system ag p&id - rec owner comments | 246
wdr system ag p&id - rec owner comments | 246
fol system ug p&id - rec owner comments | 246
fol system ag p&id - rec owner comments | 246
sws system ug p&id - rec owner comments | 246
ctp system ug p&id - rec owner comments | 246
hps system ag p&id - rec owner comments | 246
ccw system ug p&id - rec owner comments | 246
aqa system ug p&id - receive owner comments | 246
ina system ug p&id - rec owner comments | 246
aqa system ag p&id - receive owner comments | 246
pws system ag p&id - rec owner comments | 246
gst system ag p&id - rec owner comments | 246
bfw system ag p&id - rec owner comments | 246
dws system ag p&id - rec owner comments | 246
fgs system ug p&id - rec owner comments | 246
hrh system ag p&id - rec owner comments | 246
smp system ag p&id - rec owner comments | 246
cmg system ag p&id - rec owner comments | 246
los system ag p&id - rec owner comments | 246
pdr system ug p&id - rec owner comments | 246
wdr system ug p&id - rec owner comments | 246
stp system ag p&id - rec owner comments | 246
sws system ag p&id - rec owner comments | 246
ctp system ag p&id - rec owner comments | 246
cfd system ag p&id -rec owner comments | 246
sdr system ug p&id - rec owner comments | 246
fps system ug p&id - rec owner comments | 246
fgs system ag p&id - rec owner comments | 246
cws system ug p&id - rec owner comments | 246
chw system ug p&id - rec owner comments | 246
lps system ag p&id - rec owner comments | 246
pws system ug p&id - rec owner comments | 246
hydrolaze bfw 1c [481] pipe | 245
hydrolaze main rack 1a hp steam pipe [441] | 245
hydrolaze bfw 1b [481] pipe | 245
hydrolaze finger rack 1a lp steam pipe [443] | 245
hydrolaze crh steam [444] pipe | 245
hydrolaze hrh steam pipe [442] | 245
hydrolaze finger rack 1a crh steam pipe [444] | 245
hydrolaze main rack 1a hrh steam pipe [442] | 245
hydrolaze main rack 1a lp steam pipe [443] | 245
hydrolaze main rack 1a 1a bfw [481] pipe | 245
hydrolaze hp steam [441] pipe | 245
hydrolaze main rack 1a crh steam pipe [444] | 245
hydrolaze hp steam pipe [441] | 245
hydrolaze crh steam pipe [444] | 245
hydrolaze hp steam pipe systems [441] | 245
hydrolaze piping | 245
hydrolaze finger rack 1a hp steam pipe [441] | 245
hydrolaze lp steam pipe [443] | 245
chlorinated cell module install | 244
distribution lateral pipes first 4 cells | 244
installation of distribution system last 4 cells | 244
fill pack glueing first 4 cells | 244
installation fill packs support last 4 cells | 244
installation of air mix system first 4 cells | 244
installation of vacuum skid first 4 cells | 244
installation of air mix system last 4 cells | 244
installation of piping dry area last 4 cells | 244
installation of distribution system first 4 cells | 244
installation fill packs support first 4 cells | 244
installation of vacuum pipe line last 4 cells | 244
installation of internal walkway last 4 cells | 244
installation of fill packs last 4 cells | 244
installation of fill packs first 4 cells | 244
installation of internal walkway first 4 cells | 244
distribution lateral pipes last 4 cells | 244
installation of coil bundles and sealing first 4 cells | 244
drift elimination assembly first 4 cells | 244
installation of support and drift eliminator last 4 cells | 244
e - and i&c cabling cooling tower first 4 cells 20pad incl. riser | 244
installation of vacuum pipe line first 4 cells | 244
installation of mechanical group first 4 cells | 244
e - and i&c cabling cooling tower last 4 cells 20pad | 244
installation of coil bundles and sealing last 4 cells | 244
auxiliary frp stucture installation first 4 cells | 244
installation of piping dry area first 4 cells | 244
drift elimination assembly last 4 cells | 244
auxiliary frp stucture installation last 4 cells | 244
installation of dumpers with actuators last 4 cells | 244
fill pack glueing last 4 cells | 244
installation of dumpers with actuators first 4 cells | 244
installation of support and drift eliminator first 4 cells | 244
installation of fan stack last 4 cells | 244
installation of fan stack first 4 cells | 244
installation of sound abbatment system last 4 cells | 244
installation of sound abbatment system first 4 cells | 244
installation of mechanical group last 4 cells | 244
conduit installation fp-502 | 243
conduit installation fp-212 | 243
conduit installation fp-312 | 243
conduit installation fp-202 | 243
conduit installation fp-211 | 243
conduit installation fp-213 | 243
conduit installation fp-207 | 243
conduit installation fp-404 | 243
conduit installation fp-602 | 243
conduit installation fp-201 | 243
conduit installation fp-209-01c. | 243
conduit installation fp-307 | 243
conduit installation fp-601 | 243
conduit installation fp-208 | 243
conduit installation | 243
conduit installation fp-604 | 243
conduit installation fp-309 | 243
conduit installation 01a | 243
conduit installation 01c | 243
conduit installation fp-501 | 243
conduit installation fp-306 | 243
conduit installation fp-206 | 243
conduit installation fp-311 | 243
conduit installation fp-313 | 243
conduit installation fp-315 | 243
conduit installation fp-305 | 243
conduit installation fp-304 | 243
conduit installation fp-403 | 243
conduit installation fp-316 | 243
conduit installation fp-204 | 243
conduit installation fp-303 | 243
conduit installation fp-205 | 243
conduit installation fp-301 | 243
conduit installation fp-314 | 243
conduit installation 01b | 243
conduit installation fp-503 | 243
conduit installation fp-210 | 243
conduit installation fp-308 | 243
conduit installation fp-203 | 243
conduit installation fp-401 | 243
conduit installation fp-605 | 243
conduit installation fp-603 | 243
conduit installation fp-310 | 243
csb t/o group #1 iffr los | 242
csb t/o group #3 iffr bdn | 242
csb t/o group #7 iffr arm | 242
csb t/o group #8 iffr sdr | 242
csb t/o group #6 iffr cws | 242
csb t/o group #7 iffr stp | 242
csb t/o group #7 iffr smp | 242
csb t/o group #6 iffr aqa | 242
csb t/o group #2 iffr ina (unit a) | 242
csb t/o group #2 iffr wdr | 242
csb t/o group #1 iffr fps | 242
csb t/o group #2 iffr ina (demin) | 242
csb t/o group #2 iffr ina (comp bldg) | 242
csb t/o group #2 iffr ccw (last pkg) | 242
csb t/o group #7 iffr gst | 242
csb t/o group #3 iffr cfd | 242
csb t/o group #2 iffr dws | 242
csb t/o group #4 iffr pws | 242
csb t/o group #2 iffr ina (stg) | 242
csb t/o group #2 iffr ina (wsac) | 242
csb t/o group #2 iffr ina (bop includes intake) | 242
csb t/o group #6 iffr cnd | 242
csb t/o group #2 iffr ina (unit c) | 242
csb t/o group #4 iffr fol | 242
csb t/o group #3 iffr ccf | 242
csb t/o group #5 iffr ctp | 242
csb t/o group #5 iffr fgs | 242
csb t/o group #8 iffr sws | 242
csb t/o group #2 iffr ina (unit b) | 242
itp for - (10mbu) gt nox water injection system | 241
itp for - (10mkf) generator primary water cooling system | 241
itp for - (10mbh) gt cooling air system | 241
itp for - (10hbk) hrsg exhaust gas system | 241
itp for - (10mbx) gt hydraulic oil | 241
itp for - (10mbn) gt fuel oil injection system | 241
itp for - (00sgm) ff protection system for ubn | 241
itp for - (10pur) cathodic protection system for cooling water side of condenser | 241
itp for - (10bft01) lv-transformer bft01 (bht) | 241
itp for - (00lbg) auxiliary steam system | 241
itp for - (10sgc-02) ff spray deluge systems for 00ueh/uej/uek area | 241
itp for - (10mkc) see/sfc equipment excitation transformer mkc; sfc transformer mbj | 241
itp for - (10mkw) seal oil supply system | 241
itp for - (10haa) hrsg | 241
itp for - (10bat) main transformer 10bat01/10bbt01 | 241
itp for - (10sga) ff indoor hydrants 10sga inside 10ula, 10uha, 10umc | 241
itp for - (10mav) lube and lifting oil system incl. generator and gt | 241
method statement - (10mka) generator incl. bearing system 10 mkd | 241
itp for - (10pcb) service cooling water system incl. 10pdb | 241
itp for - (10maw) gland / leakage steam system | 241
itp for - (10mbp) gt natural gas incl. draining system mbp40 | 241
itp for - (10mka) generator incl. bearing system 10 mkd | 241
itp for - (10lac) feedwater pump | 241
itp for - (10qcc) trisodium phosphate dosing qc | 241
itp for - (00eg-02) fuel oil forwarding system incl. supply lines up to fuel oil | 241
itp for - (10had50) hrsg ip steam | 241
itp for - (10sgc-02) ff spray deluge system 10sgc for lube oil / seal oil system | 241
itp for - (10qcd) ammonia dosing qc | 241
itp for - (10ma-01) hp-/ ip-/ lp-turbine 10maa/mab/mac | 241
itp for - (10lca) main condensate pumps and supply system for min. flow operation incl. | 241
itp for - (10mbx2x) gt pneumatic system | 241
itp for - (10qu) sampling container qc | 241
itp for - (00eg-01) fuel oil forwarding station and storage tank | 241
itp for - (10had10) hrsg hp steam | 241
itp for - (00mbu) nox water forwarding system incl. supply lines to gt skid | 241
itp for - (10mbr) exhaust gas system | 241
itp for - (10mad) st bearing system | 241
itp for - (10bft02) lv-transformer bft02 (bht) | 241
itp for - (10ek) fuel gas supply system for gt10 | 241
itp for - (10lca-02) condensate supply system incl. preheater 10haa10 | 241
itp for - (10mkq) waste gas system | 241
itp for - (10mkg) gas supply system | 241
itp for - (10pgb) closed cooling water system | 241
itp for - (00bbt) mv transformer bbt01 | 241
itp for - (10lcl) hrsg drains system | 241
itp for - (10qcb) hydrazine dosing qc | 241
itp for - (10sgc-01) ff spary deluge system for bat/ bbt sgc | 241
itp for - (00paa) cooling water screening plant | 241
itp for - (00baw-03) lightening protection | 241
itp for - (10pab-01) circulating water system incl. cooling water pumps | 241
itp for - (10mbl) air intake system | 241
itp for - (00pur) cathodic protection system for cooling water inlet | 241
itp for - (10had80) hrsg lp steam | 241
itp for - (10mba) gt including combustion chamber | 241
work preparation, excavation 20ubh02 | 240
work preparation, excavation 20ura | 240
work preparation, excavation 20uhx | 240
work preparation, excavation 20ubn- excavation | 240
work preparation / excavation foundation 20ubd03/04 | 240
work preparation, excavation 01uen- excavation | 240
work preparation, excavation 20utg01 | 240
work preparation, excavation 20uqx | 240
work preparation, excavation 20ubz05 | 240
work preparation / excavation 20ugu02 | 240
work preparation, excavation 20umx02 | 240
construction foundation 20umx-to be deleted | 240
work preparation, excavation 20uby03 | 240
work preparation, excavation 20ubh01 | 240
work preparation, excavation 20uby02 | 240
work preparation, excavation 20uen- excavation | 240
work preparation foundation 20umc- part2 nw excavation | 240
work preparation / excavation 20ugu01 | 240
work preparation, excavation 20utg03 | 240
work preparation, excavation 20ubd01/02 | 240
work preparation, excavation 20urd | 240
work preparation, excavation 20utg05 | 240
work preparation / excavation foundation 01uba9010/20 | 240
work preparation / excavation foundation 20uba1110/20 | 240
work preparation, excavation 20ubz02 | 240
work preparation, excavation 20uey02 | 240
work preparation foundation 20umc- part3 ne excavation | 240
work preparation, excavation 20umx- to be deleted | 240
work preparation, excavation 20uha - excavation to correction setting-out level | 240
work preparation, excavation 20ubz04 | 240
work preparation, excavation 20usx | 240
work preparation, excavation 20uhw | 240
work preparation, excavation 20ubz01 | 240
work preparation, excavation 20uby05 | 240
work preparation / excavation foundation 20uba8110/20 | 240
work preparation, excavation 20uey03-05 | 240
work preparation, excavation 20uby01 | 240
work preparation, excavation 20ubg01/02 | 240
work preparation foundation 20umc- part1 sw excavation | 240
work preparation, excavation 20uvm01 | 240
work preparation, excavation 20utg04 | 240
work preparation, excavation 20uha | 240
work preparation, excavation 20utg06 | 240
work preparation foundation 20umc- part4 se excavation | 240
work preparation, excavation 20utg02 | 240
work preparation, excavation 20uex01 | 240
work preparation, excavation 20utg07- excavation | 240
work preparation, excavation 20uby04 | 240
detail design concrete structure - preliminary - 20uha | 239
detail design concrete structure 20uqy03 | 239
basic building design concrete structure - preliminary - 20ube/ubf | 239
detail design concrete structure uba7xxx | 239
detail design concrete structure - preliminary - 20upy | 239
detail design concrete structure - preliminary - 20uvm01 | 239
detail design concrete structure uha | 239
detail design concrete structure - preliminary - 20urd xx | 239
basic building design concrete structure - preliminary - 20ubx/20ubg03 | 239
detail design concrete structure 20ubz01 | 239
detail design concrete structure uby01 | 239
detail design concrete structure ts found. 20umc | 239
detail design concrete structure 20urd xx | 239
detail design concrete structure 20uhx (if required) | 239
basic building design concrete structure - preliminary - 20uhw | 239
detail design concrete structure 20utg01 | 239
detail design concrete structure 20uey01 | 239
basic design concrete 20uvm01 | 239
basic building design concrete structure - preliminary - 20uvm01 | 239
basic building design concrete structure - preliminary - 20uly/umy | 239
detail design concrete structure 20uly/umy | 239
detail design concrete structure - preliminary - uba7xxx | 239
detail design concrete structure 20ugu02 | 239
detail design / checker concrete structure ubd01/02/03/04 | 239
detail design concrete structure - preliminary uby02 | 239
detail design concrete structure 20utg06 | 239
basic building design concrete structure - preliminary - 20upy | 239
detail design concrete structure 20uex01 | 239
detail design concrete structure 20utg07 | 239
detail design concrete structure uhw | 239
detail design concrete structure 20uba8110/20 | 239
detail design concrete structure 20utg02 | 239
detail design, checker concrete structure 20uvm01 | 239
detail design concrete structure - preliminary - 20umc | 239
detail design concrete structure 20ubz05 | 239
basic building design concrete structure - preliminary - uba7xxx | 239
detail design concrete structure - preliminary - 20ube/ubf | 239
detail design concrete structure 20ubg01/02 | 239
detail design concrete structure uba7910/7920 | 239
detail design concrete structure - preliminary - 20ubx/20ubg03 | 239
detail design / checker concrete structure uez01/02 | 239
detail design concrete structure - preliminary - 20uen | 239
detail design concrete structure - preliminary - 20ula | 239
detail design concrete structure 20usx | 239
detail design concrete structure - preliminary 20uhx | 239
detail design concrete structure preliminary 20ubn | 239
detail design concrete structure 01uen | 239
detail design concrete structure 20ubz02 | 239
detail design concrete structure 20uqy01 | 239
detail design concrete structure 20utg03 | 239
detail design concrete structure 20uey02 | 239
detail design, checker concrete structure 20ubh02 | 239
detail design concrete structure 20ubz04 | 239
basic building design concrete structure - preliminary - 20ula | 239
detail design concrete structure 20uqz | 239
detail design concrete structure 20uen | 239
detail design concrete structure 20ubn | 239
basic building design concrete structure - preliminary - 20umc | 239
detail design concrete structure 20utg04 | 239
detail design concrete structure 20uqy02 | 239
basic building design concrete structure - preliminary - 20uen | 239
detail design concrete structure 20uqx | 239
detail design concrete structure 20ube/ubf | 239
detail design concrete structure 20uey03-05 | 239
detail design concrete structure uby04/05 | 239
detail design concrete - 20ubd01/02 | 239
basic building design concrete structure - preliminary - 20uey01 | 239
detail design concrete structure 20ugu01 | 239
detail design concrete structure - preliminary 20usx | 239
detail design concrete structure uby03 | 239
basic design, checker concrete structure 20upy | 239
detail design concrete structure - preliminary - 20uhw | 239
detail design concrete structure 20ula | 239
detail design concrete structure 01uba9010/20 | 239
detail design concrete structure uby02 | 239
detail design concrete structure umx | 239
detail design concrete structure - preliminary 20uex01 | 239
detail design, checker concrete structure 20upy | 239
detail design, checker concrete structure 20ubd03/04 | 239
detail design concrete structure 20umx02 | 239
detail design concrete structure - preliminary - 20uey01 | 239
detail design concrete structure 20uba1110/20 | 239
basic building design concrete structure - preliminary - 20urd xx | 239
basic building design concrete structure - preliminary - 20uha | 239
basic design concrete - 20ubd01/02 | 239
detail design, checker concrete structure 20ubh01 | 239
detail design concrete structure 20uly01 | 239
detail design concrete structure 20utg05 | 239
detail design concrete structure 20ubx/20ubg03 | 239
detail design concrete structure - preliminary - 20uly/umy | 239
pipe rack modifications - receive owner comments | 238
ccwc foundation - receive owner comments | 238
finger rack steel - receive owner comments | 238
dcs 1 ei's (hrsg, bms) - receive owner comments | 238
stg non-seg supportsteel - receive owner comments | 238
3-lines - receive owner comments | 238
stg rack fndn - receive owner comments | 238
wsac area foundation - receive owner comments | 238
hrsg-1c ei's - receive owner comments | 238
fo tank foundations - receive owner comments | 238
hrsg foundation - receive owner comments | 238
ctg-1c ei's - receive owner comments | 238
lv mcc schematics - receive owner comments | 238
aux boiler area foundation- receive owner comments | 238
aux boiler fndn - receive owner comments | 238
demin/ows area foundation - receive owner comments | 238
hrsg area foundation - receive owner comments | 238
aux boiler sample panel foundation - receive owner comments | 238
waste water sump fndn - receive owner comments | 238
bop remote ei's - receive owner comments | 238
ctg gsu foundation - receive owner comments | 238
i/o list- receive owner comments | 238
ctg-1a ei's - receive owner comments | 238
ccw pump foundation - receive owner comments | 238
circ wtr ele enc foundation - receive owner comments | 238
ww collection (precast) sump - receive owner comments | 238
mv switchgear one line - receive owner comments | 238
admin transformer foundation - receive owner comments | 238
dcs 2 ei's (5kv) - receive owner comments | 238
dcs 2 ei's(stg) - receive owner comments | 238
fuel gas area foundation - receive owner comments | 238
lv mcc one lines - receive owner comments | 238
dcs 3 ei's (remaining) - receive owner comments | 238
filter press precast manhole - receive owner comments | 238
fuel oil area foundation- receive owner comments | 238
filter press encl steel - receive owner comments | 238
stg ei's - receive owner comments | 238
stg misc platform steel - receive owner comments | 238
main rack fndn - receive owner comments | 238
ccwc chem feed foundation - receive owner comments | 238
building hvac foundation - receive owner comments | 238
ctg-1b ei's - receive owner comments | 238
hrsg-1b ei's - receive owner comments | 238
ww collection (cast in place) basin - receive owner comments | 238
finger rack fndn - receive owner comments | 238
tower crane fndn - receive owner comments | 238
bop power block ei's - receive owner comments | 238
ctg foundation - receive owner comments | 238
wsac drains tank foundation - receive owner comments | 238
stg rack steel - receive owner comments | 238
cycle chem feed foundation - receive owner comments | 238
gantry crane foundation - receive owner comments | 238
utility bridge access steel - receive owner comments | 238
overall one line - receive owner comments | 238
utility bridge foundation - receive owner comments | 238
stg mat fndn - receive owner comments | 238
filter press encl fndn - receive owner comments | 238
stg pedestal fndn - receive owner comments | 238
circ water/condensate area foundation- receive owner comments | 238
condensate pit fndn - receive owner comments | 238
hrsg-1a ei's - receive owner comments | 238
air compressor foundation - receive owner comments | 238
main pipe rack steel - receive owner comments | 238
masonry walls | 237
construction plinths 20ubx/20ubg03 | 237
construction foundation 20ubz05- curing,desmantling,backfill for walls | 237
basic building design temporary buildings 20uzx | 237
dike construction plan development | 237
construction transformer table & walls 20ubf | 237
construction walls 20ubf-formwork installation stage2 part3 | 237
fabrication temporary buildings 20uzx | 237
install wall sheets | 237
construction foundation 20ubz05- formwork for walls(closing) | 237
construction walls 20ubf | 237
construction foundation 20uba7xxx-concreting for walls | 237
construction walls 20ubf-concreting stage2 part3 | 237
construction plinths 20ubd01/02 | 237
construction foundation 20uvm01-concreting for wall & top slab(2nd pour) | 237
de-energization of bba for lcal works inside mv room | 237
bd - consent letter - temporary buildings 20uzx | 237
planning 3d modelling of f/f ring main outside building | 237
construction transformer table & walls 20ubf- formwork installation part2 | 237
construction foundation 20uvm01-close formwork for wall(2nd pour) | 237
bd - submission & approval - temporary buildings 20uzx | 237
construction foundation 20utg07- formwork-closed for wall stage2 | 237
construction foundation 20utg07- formwork for wall stage1 | 237
paint walls | 237
construction walls/risers/columns/beams part 1 20ura | 237
construction day accomodation buildings da-1/da-2/da-3/da-4/da-5 20uzx | 237
construction sanitary containers at contractors village 20uzx | 237
construction foundation 20uba7xxx-formwork for walls(one side) | 237
construction foundation 20ubz04- concreting for walls | 237
construction foundation 20utg07- concreting for walls | 237
review of detail design temporary buildings (by siemens) 20uzx | 237
construction walls 20ube | 237
preparation of contractors village area | 237
paint - ctg a exterior walls | 237
construction foundation 20ubz04- formwork for walls(closed) | 237
manufacturing and delivery of curtain wall /glazing (1st batch) | 237
construction foundation 20uba7xxx-formwork for walls(close) | 237
paint - ctg b exterior walls | 237
construction foundation 20uba7910/20- formwork for walls(one side) | 237
misc. buildings - vendor mobilization | 237
construction walls 20uex01 | 237
construction of walls 20urd | 237
construction foundation 20ubz05- formwork install for walls | 237
finishes to perimeter concrete walls (i.e. tiling) | 237
construction walls 20ubf-working platform and formwork installation stage1 part3 | 237
detail design temporary buildings (by subcontractor) 20uzx | 237
delivery of pcc uba81 & cabinet 10uba building | 237
de-energization of bbb for civil completion works inside room 206 | 237
preparation, shop test, dismantling cabinet 10uba building | 237
construction foundation 20uba7910/20- concreting for walls | 237
construction foundation 20uvm01-backfilling around structure | 237
construction foundation 20uba7910/20- formwork for walls(closed) | 237
construction walls/risers/columns/beams part 2 20ura | 237
erect admin building interior walls - framing | 237
construction transformer table & walls 20ubf- concreting part2 | 237
construction foundation 20ubz04- formwork for walls(one side) | 237
interior wall framing | 237
transport to site cabinet 10uba building | 237
construction foundation 20ubz05- concreting for walls | 237
grasscrete around building | 237
switchgear block - installation of lv switchboard, transformers, ups, dbs, etc | 236
feeder commissioning lv switchgear 20bfa / bma / bfb | 236
manufacturing / shop test lv- / dc-switchgear bfa/bfb/bma/bua/bub/buc | 236
manufacturing, shop test lv-/dc-switchgear bfa | 236
switchgear block g/f - abwf works | 236
manufacturing, shop test mv-switchgear bba | 236
manufacturing / shop test lv switchgear for hrsg 20bff/bmf | 236
switchgear block (turbine hall roof level gl.7-10) - installation of outdoor unit (vcus) | 236
switchgear block - construct internal concrete wall g/f | 236
basic design / specification lv switchgear for hrsg bff/bmf | 236
detail design / manufacturing / shop test mv switchgear 20/01bba/bbb | 236
commissioning lv switchgear bff/bmf (hrsg) | 236
install 5kv bldg lv switchgear | 236
hardwire switches installation | 236
delivery of lv switchgear 10bfe/10bma | 236
basic design / specification lv- / dc-switchgear bfa/bfb/bma/bua/bub/buc | 236
switchgear block 1/f - abwf works | 236
detail design / clarification typical of lv- / dc-switchgear bfa/bfb/bma/bua/bub/buc | 236
mv switchgear - vendor fab/delivery | 236
feeder commissioning lv switchgear bff/bmf | 236
manufacturing, shop test hv-switchgear gil | 236
transport lv switchgear for hrsg 20bff/bmff to workshop of electrical modules manufacturer xxx | 236
switches - vendor fab/delivery | 236
detail design / clarification typical of lv- / dc-switchgear 20bfc/bfd | 236
commissioning lv switchgear 20bfc/bfd | 236
stg elect bldg install lv switchgear | 236
switchgear cubicles installation/ bolting | 236
basic design / specification mv switchgear 20/90bba/bbb | 236
packing hv-switchgear gil | 236
switchgear block - construct internal concrete wall 1/f | 236
lv switchgear - vendor fab/delivery | 236
switchgear block - installation of indoor unit (veus) | 236
commissioning lv switchgear 20bfa / bma / bfb | 236
detail design / clarification typical of lv switchgear for hrsg 20bff/bmf | 236
transport hv-switchgear gil | 236
manufacturing / shop test lv- / dc-switchgear 20bfc/bfd | 236
lv switchgear - receive vendor proposals | 236
install 5kv bldg mv switchgear | 236
basic design / specification lv- / dc-switchgear 20bfc/bfd | 236
fuel oil commissioning - change over testing @ 50% | 235
fuel oil commissioning - start up testing & initial change over testing @ 30% | 235
gt fuel oil barrel / bucket testing | 235
fuel oil commissioning - phase - c 910 automatic start-up of the unit with secondary fuel | 235
combustion turbine 1c fuel valves cv test | 235
test fuel oil and fuel gas pipe | 235
s/u for pt - fuel oil performance testing (@100%) | 235
fuel oil commissioning - start-up optimisation - high load transfer testing | 235
fuel oil commissioning - partload combustion tuning (incl nox water tuning) | 235
combustion turbine 1b fuel valves cv test | 235
fuel oil commissioning - gt fuel gas baseload operation and automatic changeover to fuel oil operation | 235
fuel oil commissioning - unit shutdown | 235
unit 1a main stack test (fuel oil) | 235
unit 1a bypass stack test (fuel oil) | 235
fuel oil commissioning - baseload combustion tuning (incl nox water tuning) | 235
fuel oil commissioning - change over testing @ 70% | 235
performance test on oil - phase - c 956 maximum caoacity of the unit with secondary fuel | 235
test fuel oil | 235
fuel oil commissioning - change over testing @ 60% | 235
unit 1b main stack test (fuel gas) | 235
combustion turbine 1a fuel valves cv test | 235
fuel oil commissioning - phase - c 932 load change rates of unit with secondary fuel | 235
fuel oil commissioning - unit start up and loading to baseload | 235
fuel oil commissioning - start up testing & initial change over testing @20% | 235
combustion turbine 1a fuel valves cv test, | 235
fuel oil commissioning - water purge testing | 235
fuel oil commissioning - inspection after initial fuel oil preparation (burner filters, mbn,mbu,eg) | 235
fuel oil commissioning - inspection of fuel oil system | 235
fuel oil commissioning - phase - c 966 fuel changeover in combined cycle mode | 235
unit 1b bypass stack test (fuel gas) | 235
fuel oil commissioning - start up testing & initial change over testing @ 20% | 235
fuel oil commissioning - change over testing @ 40% | 235
unit 1a bypass stack test (fuel gas) | 235
combustion turbine 1b fuel valves cv test, | 235
unit 1a main stack test (fuel gas) | 235
install 5kv switchgear building interior liner panels | 234
install & test 6.6kv switchgear panel x 2 | 234
5kv building - sheet line a | 234
5kv building - sheet line 4 | 234
5kv & stg/bopvaults- recieve owner comments | 234
igv/vgv | 234
5kv building - doors / trim | 234
finish 5kv switchgear building trim | 234
5kv elec vault fndn - ifr / ifoa | 234
install 5kv bldg wire | 234
5kv building - liner panel | 234
5kv & stg/bopvaults - internal review | 234
install 5kv bldg fiber optic/all patch panels/converters | 234
5kv & stg/bopvaults - revise / ifc | 234
5kv elec vault fndn - internal review | 234
5kv schematics - internal review | 234
install 5kv bldg mccs | 234
5kv schematics - owner approval | 234
5kv schematics - revise / check / ifc | 234
5kv building - sheet line 1 | 234
install 5kv bldg electrical equip/interconnects | 234
5kv schematics - design / check / ifr | 234
5kv schematics - receive owner comments | 234
5kv building - sheet line m | 234
5kv elec vault fndn- owner approval | 234
install 5kv bldg cable tray | 234
igv/vgv comissioning | 234
install 5kv switchgear building exterior metal panels | 234
5kv & stg/bop vaults - design / ifr / ifoa | 234
install 5kv bldg hvac/lighting | 234
install 5kv bldg dcs cabinet | 234
install 5kv bldg terms | 234
5kv elec vault fndn - revise / ifc | 234
5kv schematics - design / check / ifr/ifoa | 234
gt encl e&ic installation incl lighting | 233
lighting and small power 20uen | 233
basic design / specification / plantlayout dwg / boq lighting & small power bzl | 233
lighting and small power installation (10uba) | 233
deliver lighting | 233
detail design lighting & small power bzl | 233
commissioning lighting/small power inside 20umc | 233
lighting and small power installation 20ula area | 233
installation street lighting 20uza | 233
commissioning lighting/small power in 01uen | 233
high bay lighting installation 20umc | 233
basic design, specification lighting/small power bzl | 233
lighting and small power installation 20uex01/20ubn | 233
lighting - internal review | 233
lighting and small power installation & commissioning fw area | 233
commissioning lighting/small power 20uha area | 233
b/e/a lighting | 233
lighting and small power installation 20ura last 4 cells | 233
lighting and small power installation 01uen | 233
install roadway lighting | 233
lighting and small power installation 20umc | 233
remaining lighting and small power finished | 233
commissioning lighting and small power 20uen | 233
commissioning lighting/small power in 20urd/ura/ugj | 233
lighting and small power installation 20uba8110/20 | 233
lighting and small power installation 20urd | 233
all lighting - revise / ifc | 233
lighting and small power installation 20uba76xx/77xx/7410/73xx/7210/7110/7920/10 | 233
lighting - owner review | 233
lighting and small power installation 20ura first 4 cells | 233
b/e/a grounding | 233
lighting - revise / ifc | 233
lighting and small power installation 01uba9010/20 | 233
commissioning high bay lighting inside 20umc | 233
lighting - design / ifr / ifor | 233
commissioning lighting/small power in uba/ubf/ube | 233
transport lighting & small power bzl | 233
manufacturing /shop test lighting & small power bzl | 233
logistics and customs preparation lighting & small power bzl | 233
lighting and small power installation 20uba1110/20 | 233
quotation stage lighting & small power bzl | 233
power block lighting - internal / owner review | 233
installation lighting and small power | 233
power block lighting - design / ifr / ifor | 233
lighting and small power installation in enclosure 20umc | 233
lighting and small power installation hrsg20 | 233
lighting and small power installation ubf/ubn | 233
ctg piling - internal review | 232
ctg piling - int./owner review | 232
prep gsu c foundation | 232
stg gsu area mat foundation - design / ifr / ifoa | 232
ctg 1b foundation review with siemens prior to pour | 232
ctg gsu area mat foundation - internal review | 232
ctg foundation - owner approval | 232
stg pedestal foundation review with toshiba prior to pour | 232
ctg 1a foundation review with siemens and pgn prior to pour | 232
stg gsu piling - int./owner review | 232
ctg gsu / iso foundation - internal review | 232
ctg 1c foundation review with siemens and pgn prior to pour | 232
ctg 1b foundation review with siemens and pgn prior to pour | 232
ctg gsu / iso foundation - owner approval | 232
stg gsu area mat foundation - internal review | 232
stg piling - int./owner review | 232
gsu piling - owner approval | 232
stg gsu area mat foundation - ifr / ifoa | 232
stg gsu area mat foundation - receive owner comments | 232
stg gsu area mat foundation - owner approval | 232
ctg gsu piling - int./owner review | 232
notification to siemens for foundation review | 232
ctg foundation - internal review | 232
ctg 1a foundation review with siemens prior to pour | 232
gsu piling - internal review | 232
stg gsu area mat foundation - revise / ifc | 232
ctg piling - owner approval | 232
basic building design incl. 3d model 20uqy01 | 231
basic design / basic building design incl. 3d model 20uey03-05 | 231
basic building design incl. 3d model 20usx | 231
basic building design incl. 3d model 20uba1110/20 | 231
basic building design incl. 3d model 20ubz02 | 231
basic building design incl. 3d model 20urd xx | 231
basic building design incl. 3d model uby04/05 | 231
basic building design incl. 3d model 20ubd03/04 | 231
basic building design incl. 3d model 20ubn | 231
basic design / basic building design incl. 3d model 20ugu01 | 231
basic design / basic building design incl. 3d model 20ugu02 | 231
basic building design incl. 3d model 20uhx (if required) | 231
basic building design incl. 3d model umx | 231
basic building design incl. 3d model 20uex01 | 231
basic building design incl. 3d model 01uba9010/20 | 231
basic building design incl. 3d model- preliminary uby02 | 231
basic building design incl. 3d model uby03 | 231
basic building design incl. 3d model 20umx02 | 231
basic building design incl. 3d model 20uly01 | 231
basic design / basic building design incl. 3d model 20uey02 | 231
basic design / basic building design incl. 3d model 20uey01 | 231
basic building design incl. 3d model uby01 | 231
basic building design incl. 3d model 20ubz01 | 231
basic design / basic building design incl. 3d model 01uen | 231
basic building design incl. 3d model 20utg07 | 231
basic building design incl. 3d model 20utg02 | 231
basic building design incl. 3d model - preliminary 20usx | 231
basic building design incl. 3d model 20uqz | 231
basic building design incl. 3d model 20ubx/20ubg03 | 231
basic design / basic building design incl. 3d model uha | 231
basic building design incl. 3d model 20utg05 | 231
basic building design incl. 3d model 20uba8110/20 | 231
basic building design incl. 3d model - preliminary 20ubn | 231
basic building design incl. 3d model 20ubz05 | 231
basic building design incl. 3d model 20uqy02 | 231
basic building design incl. 3d model 20utg06 | 231
basic building design incl. 3d model 20utg03 | 231
basic building design incl. 3d model - preliminary 20uex01 | 231
basic design / basic building design incl. 3d model uhw | 231
basic building design incl. 3d model uba7910/7920 | 231
basic building design incl. 3d model 20ubz04 | 231
basic design / basic building design incl. 3d model 20ubg01/02 | 231
basic building design incl. 3d model 20utg01 | 231
basic building design incl. 3d model 20uqx | 231
basic building design incl. 3d model - preliminary 20uhx | 231
basic building design incl. 3d model 20uqy03 | 231
basic design / basic building design incl. 3d model 20ula | 231
basic building design incl. 3d model 20utg04 | 231
basic design / basic building design incl. 3d model building foundation 20umc | 231
basic design / basic building design incl. 3d model 20ube/ubf | 231
basic building design incl. 3d model 20uen | 231
basic building design incl. 3d model 20uly/umy | 231
basic building design incl. 3d model uby02 | 231
basic building design incl. 3d model uba7xxx | 231
nitrogen generator instrument air construction completion walk | 230
nitrogen construction completion walk | 230
nitrogen gen's (541) - review vendor drawings / return (me) | 230
nitrogen gen's (541) - owner review | 230
pull nitrogen system cable | 230
nitrogen gen's - prepare spec / ifr | 230
nitrogen gen's (541) -receive vendor proposals | 230
nitrogen gen's - review / revise / ifp/ ifor | 230
nitrogen resolve work remaining list | 230
nitrogen system plc checks | 230
nitrogen gen's (541) - vendor fab/delivery | 230
nitrogen generator instrument air resolve work remaining list | 230
nitrogen system loop verfication | 230
nitrogen generator instrument air system walk with pgn | 230
nitrogen system complete turnover package | 230
nitrogen gen's (541) - negotiate / award / ifc | 230
install nitrogen system instruments | 230
install nitrogen system tubing | 230
nitrogen resolve p1 items | 230
nitrogen system construction completion walk | 230
nitrogen gen's (541) - vendor submit drawings (me) | 230
nitrogen generator instrument air resolve p1 items | 230
nitrogen gen's (541) - technical bid analysis | 230
nitrogen gen's - internal review / revise | 230
nitrogen gen's (541) - issue vendor for owner approval | 230
terminate nitrogen system cable | 230
nitrogen system turnover system | 230
nitrogen system checkout (414) | 230
inst bus support structure [078] @ gsu 1c | 229
f/r/p gsu 1c bus support structure [078] fdns | 229
bus torquing/connection | 229
gsu 4 delivery | 229
initial commissioning of lv busbars | 229
f/r/p gsu 1b bus support structure [078] fdns | 229
bus torquing | 229
heavy haul gsu for cl1 and cl 2 to site | 229
inst bus support structure [078] @ gsu 1a | 229
heavy haul stg gsu to site | 229
gsu 2 delivery | 229
commissioning of lv busbars | 229
f/r/p gsu 1a bus support structure [078] fdns | 229
heavy haul gsu for cl 3 and stg gsu to site | 229
re-energization of bbb busbar | 229
f/r/p stg gsu bus support structure [078] fdns | 229
inst bus support structures [078] @ ssts | 229
inst bus support structure [078] @ stg gsu | 229
gsu 1 delivery | 229
gsu 3 delivery | 229
heavy haul gsu for cl1 (1a) and cl 2 (1b) to site | 229
inst bus support structure [078] @ gsu 1b | 229
prep work for lv board energization via bmt01 | 229
preparation foundation grounding dwgs utg fences&gates | 228
preparation foundation grounding dwgs uby02 | 228
preparation foundation grounding 20uhx | 228
preparation foundation grounding dwgs 20uvm01 | 228
preparation foundation grounding dwgs ubf/ube | 228
preparation foundation grounding dwgs 20uqy01 | 228
preparation foundation grounding dwgs uha | 228
preparation foundation grounding dwgs 20usx | 228
preparation foundation grounding dwgs utg 20utg06 | 228
preparation foundation grounding dwgs 20ubn | 228
preparation foundation grounding dwgs 20uqz | 228
preparation foundation grounding dwgs umx | 228
preparation foundation grounding dwgs 20uly01 | 228
preparation foundation grounding dwgs 20uly/umy | 228
preparation foundation grounding dwgs 20ubh02 | 228
preparation foundation grounding dwgs 20uqy02 | 228
preparation foundation grounding dwgs 01uba9010/20 | 228
preparation foundation grounding dwgs utg 20utg03 | 228
preparation foundation grounding dwgs 20ura/urd | 228
preparation foundation grounding dwgs 20uey02 | 228
preparation foundation grounding dwgs 20umc | 228
preparation foundation grounding dwgs utg 20utg02 | 228
preparation foundation grounding dwgs 20ugu02 | 228
preparation foundation grounding dwgs utg 20utg07 | 228
preparation foundation grounding dwgs uba7xxx | 228
preparation foundation grounding dwgs 01uen | 228
preparation foundation grounding dwgs civil adaption works at scw pump house 20uqb | 228
preparation foundation grounding dwgs scr unit | 228
preparation foundation grounding dwgs 20uen | 228
preparation foundation grounding dwgs 20uey03-05 | 228
preparation foundation grounding dwgs 20uey01 | 228
preparation foundation grounding dwgs 20ubx/20ubg03 | 228
preparation foundation grounding dwgs uby01 | 228
preparation foundation grounding dwgs utg 20utg01 | 228
foundation grounding dwgs released for exec. 20urd xx | 228
preparation foundation grounding dwgs 20ubh01 | 228
preparation foundation grounding dwgs 20uba1110/20 | 228
preparation foundation grounding dwgs 20ugu01 | 228
preparation foundation grounding dwgs 20uex01 | 228
foundation grounding dwgs 20ubd01/02 | 228
preparation foundation grounding dwgs 20ula | 228
preparation foundation grounding dwgs utg 20uqx | 228
preparation foundation grounding dwgs 20umx02 | 228
preparation foundation grounding dwgs cep/ldk pit 20umc | 228
preparation foundation grounding dwgs uby04/05 | 228
preparation foundation grounding dwgs utg 20utg05 | 228
preparation foundation grounding dwgs uba7910/7920 | 228
preparation foundation grounding dwgs 20uqy03 | 228
preparation foundation grounding dwgs 20ubz04 | 228
preparation foundation grounding dwgs 20ubz05 | 228
preparation foundation grounding dwgs uhw | 228
preparation foundation grounding dwgs 20ubz02 | 228
preparation foundation grounding dwgs uby03 | 228
preparation foundation grounding dwgs 20uba8110/20 | 228
preparation foundation grounding dwgs 20ubz01 | 228
preparation foundation grounding dwgs utg 20utg04 | 228
preparation foundation grounding dwgs 20ubg01/02 | 228
preparation foundation grounding dwgs ts found. 20umc | 228
preparation basic building dwgs umx | 227
preparation basic building dwgs umc | 227
preparation basic building dwgs 10uqa | 227
preparation basic building dwgs uhw | 227
preparation basic building dwgs utx | 227
preparation basic building dwgs cond. pit umc | 227
preparation basic building dwgs ugy | 227
preparation basic building dwgs uez01/02 | 227
preparation basic building dwgs uhx | 227
preparation basic building dwgs scr unit | 227
preparation basic building dwgs uld | 227
preparation basic building dwgs ubl | 227
preparation basic building dwgs ubn | 227
preparation basic building dwgs ubd01/02/03/04 | 227
preparation basic building dwgs 10uen | 227
preparation basic building dwgs ubf/ube | 227
preparation basic building dwgs ula | 227
preparation basic building dwgs uha | 227
preparation basic building dwgs 00uen | 227
preparation basic building dwgs umy | 227
preparation basic building dwgs uba building | 227
hrsg steam side 1a pre-commissioning | 226
hrsg steam side 1 construction completion walk | 226
hrsg steam side 1 pre-commissioning | 226
hrsg steam side 1a i&c calibrations | 226
hrsg steam side 3 construction completion walk | 226
hrsg steam side 1b pre-commission and restoration walk | 226
hrsg steam side 1b i&c calibrations | 226
hrsg steam side 1b pre-commissioning | 226
hrsg steam side 1b turnover system | 226
hrsg steam side 2 complete turnover package | 226
hrsg steam side 2 turnover system | 226
hrsg steam side 1a turnover system | 226
hrsg steam side 1 pre-commission and restoration walk | 226
hrsg steam side 3 pre-commission and restoration walk | 226
hrsg steam side 1a pre-commission and restoration walk | 226
hrsg steam side 1b construction completion walk | 226
hrsg steam side 3 complete turnover package | 226
hrsg steam side 1 complete turnover package | 226
hrsg steam side 1b complete turnover package | 226
hrsg steam side 1 turnover system | 226
hrsg steam side 3 pre-commissioning | 226
hrsg steam side 1a loop verfications | 226
hrsg steam side 1a construction completion walk | 226
hrsg steam side 3 turnover system | 226
hrsg steam side 1a complete turnover package | 226
hrsg steam side 2 construction completion walk | 226
hrsg steam side 2 pre-commissioning | 226
hrsg steam side 1b loop verfications | 226
hrsg steam side 2 pre-commission and restoration walk | 226
stg rack steel - ifr / ifoa | 225
pipe rack modifications - design / ifr / ifoa | 225
sample tray - internal/owner review | 225
stg rack tray - revise / ifc | 225
stg rack fndn - design / ifr / ifoa | 225
stg rack fndn - ifr / ifoa | 225
main & finger rack fndn - revise / ifc | 225
pipe rack piling - ifr / ifoa | 225
main & finger rack tray - routing / rack coordination | 225
main & finger rack tray - revise / ifc | 225
pipe rack modifications- revise / ifc | 225
finger rack steel - design / ifr / ifoa | 225
main pipe rack steel - design / ifr / ifoa | 225
main rack fndn - revise / ifc | 225
pipe rack piling - revise / ifc | 225
sample tray - design / ifr / ifor | 225
finger rack fndn - design / ifr / ifoa | 225
finger rack fndn - revise / ifc | 225
stg rack tray - internal/owner review | 225
main & finger rack steel - revise / ifc | 225
stg rack steel - design / ifr / ifoa | 225
main & finger rack fndn - ifr / ifoa | 225
main rack fndn - design / ifr / ifoa | 225
main & finger rack tray - design / ifr / ifor | 225
stg rack steel - revise / ifc | 225
stg pipe rack piling - revise / ifc | 225
stg pipe rack piling - ifr / ifoa | 225
main & finger rack steel - ifr / ifoa | 225
finger rack steel - revise / ifc | 225
stg rack fndn - revise / ifc | 225
main & finger rack tray - internal/owner review | 225
sample tray - revise / ifc | 225
stg rack tray - design / ifr / ifor | 225
main pipe rack steel - revise / ifc | 225
ms date - ct generator 1a delivery | 224
ms date - partial mobilization to site for receipt of ofe | 224
ms date - sst 2 delivery | 224
ms date - ct auxiliaries delivery | 224
receive sst location information | 224
major/minor component deliveries | 224
ms date - ntp - south retention basin reroute procurement | 224
ms date - ct 1b delivery | 224
ms date - stg minor delivery | 224
ms date - stg major delivery wilm port to jobsite | 224
stg minor delivery | 224
ms date - gsu 2 delivery | 224
ms date - gsu 1 delivery | 224
ms date - mobilize to site - south retention basin reroute | 224
sst 1 delivery | 224
ms date - ct generator 1b delivery | 224
stg major delivery | 224
ms date - sst 1 delivery | 224
awaiting sst hrg information | 224
stg manufacturing w/ocean shipping to wilm port | 224
ms date - ct 1a delivery | 224
ms date - gsu 3 delivery | 224
sst 2 delivery | 224
ms date - mobilize to site for construction | 224
install bop compressed gas nitrogen piping [546] | 223
install hrsg 1b bop aqa sb [255] a/g pipe | 223
install aux bop area blowdown lb [218] a/g pipe | 223
install bop potable water pipe [577] | 223
install bop ccw a/g pipe [464] sb | 223
install bop service water pipe [511] | 223
install hrsg 1b bop fgs lb/sb [561] a/g pipe | 223
install bop ina [543] a/g pipe - sb | 223
install hrsg 1a bop aqa sb [255] a/g pipe | 223
install hrsg 1b bop dws sb [514] a/g pipe | 223
install bop sampling piping [519] sb | 223
install bop blowdown traps and drains pipe [218] sb | 223
install hrsg 1b bop ccw sb [464] a/g pipe | 223
install bop blowdown traps and drains pipe [218] lb | 223
install bop circ water piping [461] sb | 223
install hrsg 1a bop ina sb [543] pipe | 223
install bop ammonia [255] a/g pipe | 223
bop west wastewater drains lb [526] a/g pipe | 223
install bop vacuum priming system pipe [462] lb | 223
install hrsg 1a bop ccw a/g pipe | 223
install bop plant drains pipe [521] | 223
install bop misc. ct drain piping [311] - lb | 223
install hrsg 1b bop smp sb [519] a/g pipe | 223
install bop air removal system pipe [452] sb | 223
install bop west ina [543] lb/sb pipe and supports | 223
install bop waste water drains pipe [526] | 223
install bop circ water piping [461] lb | 223
install bop vacuum priming system pipe [462] sb | 223
install aux bop ccw lb/sb [511] a/g pipe | 223
install aux bop area plant drain sb [521] a/g pipe | 223
install bop misc. ct drain piping [311] - sb (night shift) | 223
install aux bop area blowdown sb [218] a/g pipe | 223
install aux bop sws sb [511] a/g pipe | 223
install hrsg 1b bop sws sb [511] a/g pipe | 223
install ug bop potable water loop [577] | 223
install hrsg 1a bop smp sb [519] a/g pipe | 223
install bop ccw a/g pipe [464] lb | 223
install aux bop ina [543] sb pipe | 223
install hrsg 1b bop pws sb [577] a/g pipe | 223
install hrsg 1a bop sws sb [511] a/g pipe | 223
install hrsg 1a bop fgs lb/sb [561] a/g pipe | 223
install bop demin water a/g pipe [514] sb | 223
install hrsg 1a bop pdr sb [521] a/g pipe | 223
install hrsg 1a bop bdn lb/sb [218] a/g pipe | 223
install bop demin water a/g pipe [514] lb | 223
install bop west wdr lb [526] a/g pipe | 223
install hrsg 1b bop pdr sb [521] a/g pipe | 223
install hrsg 1a bop pws sb [577] a/g pipe | 223
install bop air removal system pipe [452] lb | 223
install bop cycle chem feed pipe [516] sb | 223
install bop inlet chilled water pipe [377] | 223
install aux bop demin water sb [514] a/g pipe | 223
install bop compressed gas h2 & co2 piping [547] sb | 223
install hrsg 1a bop cmg sb [546] a/g pipe | 223
stg bop vacuum priming sb [462] a/g pipe | 223
install bop ina [543] a/g pipe - to support air compressors t/o | 223
install aux bop cnd lb [471] a/g pipe | 223
install hrsg 1b bop bdn lb/sb [218] a/g pipe | 223
install and fab storm water lb/sb pipe bop | 223
install bop fire prot [572] a/g pipe | 223
install bop compressed gas h2 & co2 piping [547] lb | 223
pull cable - condensate | 222
terminate cables in sst 1a equipment | 222
pull cable - potable water | 222
pull ct 1-b fire protection cable | 222
cable puling & terminations | 222
terminate ro water supply cable | 222
pull cable - condensate #2 | 222
terminate - instrument air - cts | 222
pull fire detection cable | 222
pull cable - service water supply | 222
cable termination | 222
pull cable - uninteruptable power | 222
pull cable - instrument air - cts | 222
terminate circ water cable | 222
pull cable - storm water | 222
pull cable - stg air extraction system | 222
pull sample system cable | 222
terminate ccw #2 (@ stg area) cable | 222
cable pulling/termination | 222
pull demin #2 (@ stg area) cable | 222
terminate cables in sst 1b equipment | 222
terminate sample system cable | 222
pull instrument air ct 1-c cable | 222
terminate fuel oil tank fire protection cable | 222
pull cable - high voltage | 222
pull cable - dc power | 222
terminate instrument air ct 1-b cable | 222
pull cable - medium voltage | 222
pull cable - admin / warehouse fire protection | 222
ups/dc cable pulling | 222
pull cable - circ water | 222
terminate instrument air ct 1-a cable | 222
pull ccw #2 (@ stg area) cable | 222
pull cable - filtered water | 222
terminate stg lo system cable | 222
pull cables & terminate | 222
terminate cables in st 1 equipment | 222
terminate stg air extraction system cable | 222
pull ct 1-c fire protection cable | 222
pull stg lo system cable | 222
pull instrument air (stg) cable | 222
pull ro water supply cable | 222
pull instrument air ct 1-b cable | 222
terminate instrument air ct 1-c cable | 222
terminate demin #2 (@ stg area) cable | 222
cable pulling & terminations | 222
pull condensate system cable | 222
pull cable - demin #2 | 222
terminate ct 1-c fire protection cable | 222
terminate firewater pumps cable | 222
pull cable - low voltage | 222
pull stg air extraction system cable | 222
pull cable - sample system | 222
terminate condensate system cable | 222
terminate ct 1-b fire protection cable | 222
terminate cables in ct 1b equipment | 222
pull cable - stp drains | 222
pull firewater pumps cable | 222
terminate fire detection cable | 222
pull circ water cable | 222
terminate - admin / warehouse fire protection | 222
pull potable water cable | 222
pull cable - stg lo system | 222
pull instrument air ct 1-a cable | 222
terminate potable water cable | 222
terminate instrument air (stg) cable | 222
pull fuel oil tank fire protection cable | 222
terminate cables in ct 1a equipment | 222
pull cable - sample system hrsg 1b | 222
pull cable - sample system stg & auxiliary | 222
procurement fp-304 | 221
procurement fp-303 mechanical | 221
procurement fp-212 electrical | 221
procurement fp-503 | 221
procurement fp-601 electrical | 221
procurement 01b | 221
procurement fp-212 mechanical | 221
procurement fp-312 | 221
procurement - fp-211 | 221
procurement fp-307 | 221
procurement - fp-404 electrical | 221
procurement - fp-401 | 221
procurement fp-307 mechanical | 221
procurement fp-308 | 221
procurement fp-309 | 221
procurement fp-311 electrical | 221
procurement 01a | 221
procurement fp-604 mech | 221
procurement fp-206 | 221
procurement - fp-313 | 221
procurment fp-312 mechanical | 221
procurement fp-316 | 221
procurement 01c | 221
procurement fp-305 | 221
procurement fp-404 mech | 221
procurement fp-501 | 221
procurement fp-605 | 221
procurement - fp-201 | 221
procurement fp-306 | 221
procurement fp-604 elec | 221
procurement fp-213 | 221
procurement fp-601 mechanical | 221
procurement fp-207 | 221
procurement - fp-204 | 221
procurement fp-208 | 221
procurement fp-203 | 221
procurement fp-202 | 221
procurement fp-209-01c | 221
procurement fp-602 electrical | 221
procurement fp-315 | 221
procurement fp-311 mechanical | 221
procurement fp-310 | 221
procurement fp-301 mechanical | 221
procurement fp-205 | 221
procurement fp-603 | 221
procurement fp-314 | 221
procurement fp-301 electrical | 221
procurement fp-502 | 221
procurement fp-602 mechanical | 221
procurement fp-303 electrical | 221
procurement fp-210 | 221
alloy piping - issue vendor for owner approval | 220
a/g circ wtr piping - internal review / revise | 220
piping specialties - owner review | 220
a/g circ wtr piping - vendor submit drawings (me) | 220
u/g circ wtr piping - owner approval of vendor | 220
a/g circ wtr piping - vendor submit drawings (st) | 220
u/g circ wtr piping - internal review / revise | 220
a/g circ wtr piping - review vendor drawings / return (st) | 220
u/g circ wtr piping - vendor submit drawings (me) | 220
u/g circ wtr piping - review vendor drawings / return (st) | 220
u/g circ wtr piping - issue vendor for owner approval | 220
u/g circ wtr piping - vendor submit drawings phase 2 (me) | 220
alloy piping - owner approval of vendor | 220
u/g circ wtr piping - vendor submit drawings (st) | 220
piping specialties - internal review / revise | 220
piping specialties - owner approval of vendor | 220
piping specialties - review vendor drawings (me) | 220
a/g circ wtr piping - review vendor drawings (me) | 220
a/g circ wtr piping - issue vendor for owner approval | 220
u/g circ wtr piping - review vendor drawings / return (me) | 220
u/g circ wtr piping owner review | 220
piping specialties - review vendor drawings / return (me) | 220
u/g circ wtr piping - review vendor drawings phase 1 (me) | 220
a/g circ wtr piping owner review | 220
piping specialties - vendor submit drawings (me) | 220
u/g circ wtr piping - vendor drawings phase 1 (me) | 220
a/g circ wtr piping - owner approval of vendor | 220
a/g circ wtr piping - review vendor drawings / return (me) | 220
u/g circ wtr piping - review vendor drawings phase 2 (me) | 220
general service piping - internal/owner review / revise | 220
pull wire fp-203 | 219
pull wire fp-304 | 219
pull wire fp-315 | 219
pull wire fp-305 | 219
pull wire | 219
pull wire fp-213 | 219
pull wire fp-316 | 219
pull wire fp-502 | 219
pull wire fp-311 | 219
pull wire 01c | 219
pull wire fp-301 | 219
pull wire fp-403 | 219
pull wire fp-206 | 219
pull wire fp-501 | 219
pull wire fp-314 | 219
pull wire fp-310 | 219
pull wire fp-202 | 219
pull wire fp-308 | 219
pull wire fp-309 | 219
pull wire fp-210 | 219
pull wire fp-201 | 219
pull wire 01a | 219
pull wire fp-503 | 219
pull wire fp-404 | 219
pull wire fp-208 | 219
pull wire fp-312 | 219
pull wire fp-602 | 219
pull wire fp-204 | 219
pull wire 01b | 219
pull wire fp-211 | 219
pull wire fp-306 | 219
pull wire fp-603 | 219
pull wire fp-307 | 219
pull wire fp-207 | 219
pull wire fp-303 | 219
pull wire fp-605 | 219
pull wire fp-212 | 219
pull wire fp-401 | 219
pull wire fp-313 | 219
pull wire fp-209-01c | 219
pull wire fp-601 | 219
pull wire fp-205 | 219
pull wire fp-604 | 219
fire water/ hydrants construction completion walk | 218
calculation of overall fire water demand / update of inspection procedures/preparation schematic dwgs | 218
fire water/ hydrants pre-commission and restoration walk | 218
fire water system restore hydrants from flushing | 218
fire water system & hydrants (to support backfeed) turnover system | 218
building system startup (fire/hvac/electrical/water) - punchlist | 218
fire water system flush undergound firewater loop | 218
fire water system & hydrants (to support backfeed) complete turnover package | 218
provide temp fire water supply | 218
terminate - fire water system (to support backfeed) | 218
fire water system (to support backfeed) complete turnover package | 218
fire water/ hydrants complete turnover package | 218
fire water system & hydrants (to support backfeed) pre-commissioning | 218
fire water system (to support backfeed) turnover system | 218
fire water system (to support backfeed) pre-commission and restoration walk | 218
fire hydrant coverage area sketch | 218
pull cable - fire water system (to support backfeed) | 218
fire fighting system flushing coordination | 218
fire water/ hydrants turnover system | 218
73 - overall fire water demand maximum demand calculation | 218
fire water system & hydrants (to support backfeed) pre-commission and restoration walk | 218
preparation and line up of all systems for first fire | 218
fire water system (to support backfeed) construction completion walk | 218
78 - seawater diversion of outddor fire hydrants | 218
138 - fire services water compliance advice | 218
detail design fire main ring / overall fire water demand minimum calculation | 218
fire water system & hydrants (to support backfeed) construction completion walk | 218
fire water system (to support backfeed) pre-commissioning | 218
fire water/ hydrants pre-commissioning | 218
fire water system prep hydrants for flushing | 218
fire water/ hydrants pressure up underground fire loop | 218
erection cable trays on 20uqy02 | 217
erection cable trays 20umc st area | 217
erection cable trays on 20uqz | 217
erection cable trays between uey/ugy01 to ugd/usg/uga/ugc/uen | 217
erection cable trays on 20uby04 | 217
erection cable trays 10uba building to usa01-03 | 217
erection cable trays for 20uly00y incl. scafolding | 217
erection cable trays on 20uqy01 | 217
erection cable trays umc to gt (1e) | 217
erection cable trays on 20uly01 | 217
erection cable trays on 20uby05 | 217
erection cable trays umc to st and pumps (1d) | 217
erection cable trays between 10uba building to uey/10uen | 217
erection cable trays for 20mag50y | 217
erection cable trays on 20uez01 | 217
erection cable trays below electrical modules 20uba8110/20 | 217
erection cable trays on 20ubz04 | 217
erection cable trays below electrical modules 01uba9010/20 | 217
erection cable tray for lats gt 20umc | 217
erection cable trays for 20ura area part 1 | 217
erection cable trays 20umc st to ldk | 217
erection cable trays for 20 urd area | 217
erection cable trays for generator area 20mka | 217
erection cable trays on 20ubz03 | 217
erection cable trays on 10uey01 | 217
erection cable trays before lifting of module 20uey02 | 217
erection cable trays on 20uey04/05 | 217
erection cable trays on 20uez02 | 217
erection cable trays below electrical modules 20uba76xx/77xx/7410/73xx/7210/7110 | 217
erection cable trays on 20uby03 | 217
erection cable trays 20umy | 217
erection cable trays 20umc south / west corner | 217
erection cable trays for 20umcl1y | 217
erection cable trays below electrical modules 20uba7920/7910 | 217
erection cable trays umc to generator (1f) | 217
erection cable trays for 20ula | 217
erection cable trays 20umc gt area | 217
erection cable trays on 20uqy03 | 217
erection cable trays 10uba building to ubx/ube/ubf | 217
erection cable trays on 20uby02 incl.ubn | 217
erection loose steel supports for cable trays before lifting of module 20uey02 | 217
erection loose steel supports for cable trays before lifting of module 20uey01 | 217
erection cable trays on 20ulz01 | 217
erection cable trays on 20uey03 | 217
erection cable trays on 20uby01 | 217
erection cable trays below electrical modules 20uba1110/20 | 217
erection cable trays before lifting of module 20uey01 | 217
erection cable trays on 20ubz02 | 217
erection cable trays on 20ulz02 | 217
erection cable trays for 20ura area part 2 | 217
erection cable trays for 20uba to ubx/ube/ubf | 217
erection cable trays hrsg20 | 217
install ctg 1a turbine enclosure roof | 216
attach generator terminal enclosure | 216
erect & install ctg 1c fowi enclosure | 216
erect & install ctg 1c turbine enclosure | 216
erect & install ctg 1a turbine enclosure | 216
erect & install ctg 1b turbine enclosure walls | 216
erect & install ctg 1a fowi enclosure | 216
install ctg 1b turbine enclosure roof | 216
erect ctg 1a generator enclosure | 216
seal and clean ctg 1b enclosure | 216
erect & install ctg 1a turbine enclosure walls | 216
seal and clean ctg 1a enclosure | 216
mechanical - stg turbine enclosure | 216
installation of ventilation system for gas turbine enclosure and skid enclosures | 216
erect & install ctg 1b fowi enclosure | 216
erect & install ctg 1b turbine enclosure | 216
erect ctg 1b generator enclosure | 216
seal ctg 1a enclosure | 216
gt enclosure installation | 216
transport gt enclosure incl.vent.mpb/sam | 216
install ctg 1c turbine enclosure roof | 216
erect and install ctg 1c turbine enclosure walls | 216
seal ctg 1c enclosure | 216
seal ctg 1b enclosure | 216
ctg 1b enclosure clean & close | 216
erect & install ctg 1b turbine enclosure roof | 216
erect ctg 1c generator enclosure | 216
ctg 1a enclosure clean & close | 216
install raceway - stg hydrogen cooling system | 215
terminate stg hydrogen cooling system cable | 215
stg hydrogen cooling system pre-commission and restoration walk | 215
pull stg hydrogen cooling system cable | 215
stg hydrogen cooling establish hydrogen environment | 215
terminate - stg hydrogen cooling system | 215
assemble hydrogen gas coolers | 215
pull cable - stg hydrogen cooling system | 215
stg hydrogen cooling prep for air test | 215
stg hydrogen cooling system turnover system | 215
stg hydrogen cooling establish hydrogen environment procedure | 215
stg hydrogen cooling perform air test | 215
stg hydrogen cooling system pre-commissioning | 215
install instruments - stg hydrogen cooling system | 215
install stg hydrogen cooling system tubing | 215
stg hydrogen cooling system complete turnover package | 215
stg hydrogen cooling system notification of turnover walk to pgn | 215
stg hydrogen cooling system system turnover walk with pgn | 215
stg hydrogen cooling system construction completion walk | 215
stg hydrogen cooling i&c calibrations. | 215
install stg hydrogen cooling system instruments | 215
stg hydrogen cooling i&c calibrations | 215
outfall apron modif - install the shoring | 214
outfall apron modif - trim pipe pile | 214
outfall apron modif - bulkhead modification (fixing method) - during cny shutdown | 214
outfall apron modif - construct the box culvert section in zone c | 214
outfall apron modif - remove the shoring | 214
outfall apron modif - backfill to 0.5m below the shoring | 214
outfall apron modif - backfill and reinstate crest wall and rock armour | 214
outfall apron modif /behind the crest wall - pipe piles (pps271-280) | 214
outfall apron modif - construct the box culvert to 0.5 m below the shoring | 214
review and design a temporary bulkhead for outfall apron modification | 214
outfall apron modif /on sea bank road - pile piles (pps241-270, pps281-329) | 214
outfall apron modif /behind the crest wall - remove rock armour and crest wall | 214
outfall apron modif - grout curtain (as temporary cut off from zone b and behind outfall side wall) | 214
outfall apron modif - construct the remaining box culvert structure | 214
outfall apron modif - bulkhead installation | 214
outfall apron modif /behind the crest wall - grout curtain | 214
outfall apron modif - pumping test and assessment report to bd | 214
outfall apron modif - form the designed opening on apron wing wall (after stop logs installed) | 214
outfall apron modif /on sea bank road - grout curtain | 214
outfall apron modif /behind the crest wall - rock fill to +5.7mpd to form temporary working platform | 214
submission and approval of temporary works for outfall apron modification | 214
outfall apron modif - excavate to final excavation level +1.5 mpd (zone c) | 214
outfall apron modif - excavate to 0.5m below the shoring layer | 214
set hrsg 1b modules 1 a, b & weld beams (welding night shift) | 213
set hrsg 1b modules 3 a, b & weld beams | 213
set hrsg 1a modules 1 a, b & weld beams | 213
set hrsg 1b modules 6 a, b & weld beams (welding night shift) | 213
set hrsg 1c modules 6 a, b & weld beams (welding night shift) | 213
set hrsg 1c modules 4 a, b & weld beams (welding night shift) | 213
set hrsg 1b modules 2 a, b & weld beams | 213
set hrsg 1a modules 2 a, b & weld beams | 213
set hrsg 1b modules 5 a, b & weld beams (welding night shift) | 213
set hrsg 1b modules 3 a, b & weld beams (welding night shift) | 213
set hrsg 1a modules 2 a, b & weld beams (welding night shift) | 213
set hrsg 1a modules 4 a, b & weld beams (welding night shift) | 213
set hrsg 1a modules 6 a, b & weld beams | 213
set hrsg 1b modules 2 a, b & weld beams (welding night shift) | 213
set hrsg 1c modules 1 a, b & weld beams (welding night shift) | 213
set hrsg 1a modules 3 a, b & weld beams (welding night shift) | 213
set hrsg 1a modules 1 a, b & weld beams (welding night shift) | 213
set hrsg 1a modules 4 a, b & weld beams | 213
set hrsg 1c modules 2 a, b & weld beams (welding night shift) | 213
set hrsg 1b modules 4 a, b & weld beams | 213
set hrsg 1b modules 1 a, b & weld beams | 213
set hrsg 1b modules 4 a, b & weld beams (welding night shift) | 213
set hrsg 1a modules 5 a, b & weld beams | 213
set hrsg 1a modules 5 a, b & weld beams (welding night shift) | 213
set hrsg 1c modules 3 a, b & weld beams (welding night shift) | 213
set hrsg 1a modules 3 a, b & weld beams | 213
set hrsg 1c modules 5 a, b & weld beams (welding night shift) | 213
set hrsg 1a modules 6 a, b & weld beams (welding night shift) | 213
set hrsg 1b modules 6 a, b & weld beams | 213
set hrsg 1b modules 5 a, b & weld beams | 213
ground slab th7 - capping plate and rebar starter | 212
turbine table tt3 - capping plate and rebar starter | 212
ground slab th2 - capping plate and rebar starter | 212
ground slab th10 - capping plate and rebar starter | 212
cond.polishing pit - capping plate and rebar starter | 212
ground slab th3 - capping plate and rebar starter | 212
ground slab th1 - capping plate and rebar starter | 212
ground slab th6 - capping plate and rebar starter | 212
construction baseplate 20ubf - capping plate and u rebar installation | 212
ground slab th4 - capping plate and rebar starter | 212
hrsg - capping plate and rebar starter | 212
condensate pit - capping plate and rebar starter | 212
turbine table tt4 - capping plate and rebar starter | 212
ground slab th5 - capping plate and rebar starter | 212
turbine table tt1 - capping plate and rebar starter | 212
turbine table tt2 - capping plate and rebar starter | 212
ground slab th9 - capping plate and rebar starter | 212
turbine table tt5 - capping plate and rebar starter | 212
ground slab th8 - capping plate and rebar starter | 212
exhaust stack - capping plate and rebar starter | 212
electrical erection / valves mag50 | 211
pre erection gas system/ preheater ek/ekc | 211
electrical erection fuel gas components 20ek- | 211
electrical erection / valves 20pab | 211
electrical erection / valves 20pah | 211
electrical erection pipes / valves man | 211
electrical erection pipes / valves max | 211
electrical erection / valves 20lba80 | 211
electrical erection / valves 20mb | 211
electrical erection / valves gas supply and distribution qja20 | 211
insulation pipes / valves gas supply and distribution qja10 | 211
insulation pipes / valves steam generator drains 20lcl | 211
insulation pipes / valves compressed air system 20scb | 211
electrical erection / valves gas supply and distribution qja10 | 211
electrical erection pipes / valves 20lab | 211
electrical erection / valves ign. gas pipes 20mbq | 211
insulation pipes / valves biocide generation 20pus | 211
erection, ndt, pt / valves ign. gas pipes 20mbq | 211
electrical erection / valves st control air 20qfb | 211
electrical erection pipes / valves maw | 211
electrical erection / valves 20lbb-lbc80 | 211
electrical erection pipes / valves maj | 211
electrical erection / valves scr system 20hsj | 211
electrical erection / valves 20ekg | 211
electrical erection pipe / valves 20lba10 | 211
electrical erection / valves biocide generation 20pus | 211
electrical erection pipes / valves mam | 211
electrical erection / valves 20mb (bop) | 211
electrical erection pipes / valves 20ldk | 211
electrical erection pipes / valves 20lcw | 211
electrical erection pipes / valves mal | 211
electrical erection / valves dosing system 20qu | 211
electrical erection pipes / valves 20pgb | 211
electrical erection / valves 11lba80 | 211
electrical erection / valves for steam system 20lbg | 211
electrical erection / valves steam generator drains 20lcl | 211
electrical erection / valves mav | 211
electrical erection pipes / valves maa-c | 211
electrical erection / valves 20ekg70 | 211
electrical erection / valves compressed air system 20scb | 211
electrical erection / valves condensate system 20lce | 211
electrical erection / valves generator 20mka | 211
electrical erection / valves condensate system 20lca | 211
insulation pipes / valves generator 20mka | 211
erection, ndt, pt / valves st control air 20qfb | 211
insulation pipes / valves gas supply and distribution qja20 | 211
electrical erection / valves mag | 211
u/g circ wtr piping - negotiate / award / ifc | 210
instr encl - negotiate / award / ifc | 210
cems - negotiate / award | 210
engineered pipe supports - negotiate / award / ifc | 210
precast spec - negotiate / award / ifc | 210
ug tanks / ows - negotiate / award / ifc | 210
cems - negotiate / award / ifc | 210
sump pumps - negotiate / award / ifc | 210
plant communications - negotiate / award / ifc | 210
t/c & t/w's - negotiate / award / ifc | 210
switches - negotiate / award / ifc | 210
lv mccs - negotiate / award / ifc | 210
a/g circ wtr piping - negotiate / award / ifc | 210
mv switchgear - negotiate / award / ifc | 210
stormwater pumps - negotiate / award / ifc | 210
eng pipe sppts - negotiate / award / ifc | 210
wsac - negotiate / award | 210
gauges - negotiate / award / ifc | 210
circ wtr pumps - negotiate / award / ifc | 210
transmitters - negotiate / award / ifc | 210
sample panel - negotiate / award / ifc | 210
fire pumps - negotiate / award / ifc | 210
gen service pumps - negotiate / award / ifc | 210
ccwc - negotiate / award | 210
boiler feed pumps - negotiate / award / ifc | 210
ug piping - negotiate / award / ifc | 210
alloy piping - negotiate / award / ifc | 210
lv switchgear - negotiate / award / ifc | 210
indicators & gauges - negotiate / award / ifc | 210
precast - negotiate / award / ifc | 210
non-engineered pipe supports - negotiate / award / ifc | 210
flow elements - negotiate / award / ifc | 210
piping specialties - negotiate / award / ifc | 210
cfd system p&id - "red-mark" review | 209
cws system p&id- "red-mark" | 209
lps system p&id - "red-mark" review | 209
chw system p&id - "red-mark" | 209
dws system p&id- "red-mark" | 209
ccw system p&id- "red-mark" review | 209
wdr system p&id- "red-mark" review | 209
bdn system p&id- "red-mark" review | 209
stp system p&id - "red-mark" | 209
bfw system p&id - "red-mark" | 209
chw system p&id - "red-mark" review | 209
crh system p&id - "red-mark" | 209
hps system p&id - "red-mark" review | 209
hrh system p&id - "red-mark" | 209
smp system p&id - "red-mark" | 209
fol system p&id- "red-mark" review | 209
pdr system p&id- "red-mark" review | 209
cmg system p&id - "red-mark" | 209
fol system p&id- "red-mark" | 209
ccf system p&id - "red-mark" | 209
dws system p&id- "red-mark" review | 209
fps system p&id- "red-mark" | 209
pws system p&id- "red-mark" | 209
bdn system p&id- "red-mark" | 209
ina system p&id- "red-mark" | 209
los system p&id - "red-mark" review | 209
crh system p&id - "red-mark" review | 209
hrh system p&id - "red-mark" review | 209
stp system p&id - "red-mark" review | 209
ctp system p&id- "red-mark" review | 209
pdr system p&id- "red-mark" | 209
ina system p&id- "red-mark" review | 209
hps system p&id - "red-mark" | 209
cnd system p&id - "red-mark" | 209
cmg system p&id - "red-mark" review | 209
wdr system p&id- "red-mark" | 209
cfd system p&id - "red-mark" | 209
aqa system p&id- "red-mark" review | 209
cnd system p&id - "red-mark" review | 209
ccw system p&id- "red-mark" | 209
aqa system p&id- "red-mark" | 209
cws system p&id- "red-mark" review | 209
los system p&id - "red-mark" | 209
lps system p&id - "red-mark" | 209
smp system p&id - "red-mark" review | 209
bfw system p&id - "red-mark" review | 209
fgs system p&id- "red-mark" review | 209
pws system p&id- "red-mark" review | 209
ctp system p&id- "red-mark" | 209
fps system p&id- "red-mark" review | 209
ccf system p&id - "red-mark" review | 209
fgs system p&id- "red-mark" | 209
chilled water resolve p1 items | 208
storm water resolve p1 items | 208
cathodic protection resolve p1 items | 208
firewater pumps resolve p1 items | 208
foundations / pilings resolve p1 items | 208
hrsg 1a instrument air resolve p1 items | 208
auxiliary steam resolve p1 items | 208
insulation resolve p1 items | 208
stg drains resolve p1 items | 208
stg instrument air resolve p1 items | 208
circulating water chemical feed resolve p1 items | 208
filtered water resolve p1 items | 208
service water users resolve p1 items | 208
demin water #2 (stg area) resolve p1 items | 208
admin / warehouse fire protection resolve p1 items | 208
wsac instrument air resolve p1 items | 208
instrument air - main header resolve p1 items | 208
buildings resolve p1 items | 208
ct 1a fire protection resolve p1 items | 208
sample system - unit 1b resolve p1 items | 208
ct 1a instrument air resolve p1 items | 208
instrument air - condenser resolve p1 items | 208
aux boiler instrument air resolve p1 items | 208
auxiliary boiler fuel gas resolve p1 items | 208
plant lighting resolve p1 items | 208
civil resolve p1 items | 208
heat tracing resolve p1 items | 208
ct 1b instrument air resolve p1 items | 208
sample system - aux / stg resolve p1 items | 208
hrsg 1b instrument air resolve p1 items | 208
auxiliary boiler blowdown resolve p1 items | 208
fire detection resolve p1 items | 208
grounding resolve p1 items | 208
aux boiler chemical feed resolve p1 items | 208
wsac chemical feed fire protection resolve p1 items | 208
stg fire protection resolve p1 items | 208
closed cooling water #2 (stg area) resolve p1 items | 208
ultrafilter chemical feed resolve p1 items | 208
road / access resolve p1 items | 208
ct 1b fire protection resolve p1 items | 208
plant communications resolve p1 items | 208
condensate pumps resolve p1 items | 208
cycle chemical feed fire protection resolve p1 items | 208
common chemical feed resolve p1 items | 208
butterfly valves < 24" - technical bid analysis | 207
butterfly valves < 24"- review/ revise / ifp/ ifor | 207
butterfly valves >=24" - prepare spec / ifr | 207
butterfly valves < 24"- receive vendor proposals | 207
butterfly valves < 24"- review vendor drawings (me) | 207
butterfly valves < 24" - internal review of spec | 207
butterfly valves >= 24" - negotiate / award | 207
butterfly valves >=24" - issue vendor for owner approval | 207
butterfly valves >=24"- vendor fab/deliver | 207
butterfly valves >=24" - internal review of spec | 207
butterfly valves < 24" - prepare spec / ifr | 207
butterfly valves < 24"- vendor submit drawings (me) | 207
butterfly valves < 24" - issue vendor for owner approval | 207
butterfly valves<24" - owner approval of vendor | 207
butterfly valves < 24" - vndr fab/deliver | 207
butterfly valves < 24"- owner review | 207
butterfly valves < 24"- negotiate / award | 207
butterfly valves >=24" - vendor submit drawings (me) | 207
butterfly valves >=24" - owner review | 207
butterfly valves >=24"- vndr fab/deliver | 207
butterfly valves >=24" - receive vendor proposals | 207
butterfly valves >=24" - review/ revise / ifp/ ifor | 207
butterfly valves>24" - owner approval of vendor | 207
butterfly valves >=24" - technical bid analysis | 207
butterfly valves >=24" - review vendor drawings (me) | 207
install tubing - hrsg flue gas 1a | 206
complete hrsg 1a boil out | 206
complete hrsg 1c boil out | 206
install hrsg 1a boiler blowdown piping to tank | 206
complete hrsg 1a nitrogen purge | 206
complete hrsg 1b nitorgen purge | 206
install hrsg 1b boiler feedwater pumps [153] | 206
install hrsg 1b ammonia pipe [vogt supplied] | 206
install hrsg 1c ammonia a/g pipe | 206
install hrsg flue gas side 1c tubing | 206
install hrsg 1c hp blowdown tank [157] | 206
install hrsg 1a nitrogen pipe [546] (epc supplied) | 206
install hrsg 1b hp blowdown tank [157] | 206
install tubing - hrsg flue gas 1b | 206
install hrsg 1a ammonia a/g pipe | 206
install hrsg 1b glycol contain tank [193] | 206
hrsg 1a boiler restoration | 206
install hrsg 1c reheat blowoff tank [180] | 206
install hrsg 1b reheat blowoff tank [180] | 206
install hrsg 1b flue gas pipe | 206
method statement - (10hbk) hrsg exhaust gas system | 206
install hrsg 1b nitrogen pipe (vogt supplied) | 206
install hrsg 1a nitrogen pipe (vogt supplied) | 206
set hrsg 1a boiler feedwater pumps [153] | 206
install hrsg flue gas side 1a tubing | 206
install hrsg 1b boiler blowdown piping to tank | 206
method statement - (10haa) hrsg | 206
install hrsg flue gas side 1b tubing | 206
install hrsg 1a nitrogen generator [186] | 206
install hrsg 1c flue gas piping | 206
install hrsg 1c boiler blowdown piping to tank | 206
install hrsg 1b ammonia a/g pipe | 206
install hrsg 1a ammonia flow control skid | 206
install hrsg 1b flue gas lb/sb [vogt supplied] | 206
install hrsg 1c boiler feedwater pumps [153] | 206
install hrsg 1b fdwtr preheater pumps [161] | 206
set hrsg 1b boiler feedwater pumps [153] | 206
install hrsg 1a hp blowdwn tank [157] | 206
complete hrsg 1c nitrogen purge | 206
install hrsg 1a boiler blowdown piping (vogt supplied) | 206
complete hrsg 1b boil out | 206
install hrsg 1c boiler restoration | 206
install hrsg 1a boiler feedwater pumps [153] | 206
install hrsg 1b ammonia flow control skid | 206
hrsg 1a boiler hydro | 206
install hrsg 1b nitrogen [546] pipe (epc supplied) | 206
install hrsg 1a boiler restoration | 206
install hrsg 1b nitrogen generator [186] | 206
install hrsg 1a flue gas piping | 206
install hrsg 1a glycol drain tank [193] | 206
hrsg 1b boiler restoration | 206
install hrsg 1b boiler restoration | 206
install hrsg 1c nitrogen generator [186] | 206
install hrsg 1a fdwtr preheater pumps [161] | 206
install hrsg 1a reheat blowoff tank [180] | 206
install hrsg 1c fdwtr preheater pump (161) | 206
hrsg & aux boiler section 1 psv setting / testing | 206
install hrsg 1b hp blowdwn tank [157] | 206
install hrsg 1a flue gas pipe [vogt supplied] | 206
install hrsg 1a ammonia pipe [vogt supplied] | 206
install hrsg 1c ammonia flow control skid | 206
install hrsg 1b boiler blowdown piping (vogt supplied) | 206
install hrsg 1c nitrogen pipe [546] (epc supplied) | 206
cold commissioning boiler inlet, outlet duct, stack hbk/hne 20 | 205
transport outlet duct hrsg 20 | 205
manufacturing outlet duct hrsg 20 | 205
quotation stage / ordering stack hrsg incl. outlet duct | 205
detail design outlet duct hrsg 20 | 205
erection air intake duct incl: support structure 20mbl | 205
set hrsg 1a duct burner section & weld beams | 205
erection, ndt, pt / valves demin water 20ghc in uhy (under hrsg inlet duct) | 205
logistics and customs preparation inlet duct hrsg20 | 205
erection staircase 2 (inlet duct) hrsg20 | 205
install hrsg 1c ct to hrsg transition ductwork / seal weld | 205
install hrsg 1b ct to hrsg transition ductwork | 205
detail design inlet duct hrsg20 | 205
install hrsg 1b inlet breaching duct to main stack | 205
transport inlet duct hrsg20 | 205
set hrsg 1c co/scr duct section & weld beams | 205
welding inlet duct | 205
transport inlet & outlet duct | 205
erection outlet duct hrsg20 | 205
install hrsg 1c inlet breaching duct to main stack | 205
logistics and customs preparation outlet duct hrsg 20 | 205
install hrsg 1b ct to hrsg transition ductwork / seal weld | 205
set hrsg 1b inlet duct section | 205
erection, ndt, pipes / valves 20lca - under hrsg inlet duct | 205
set hrsg 1c duct burner section & weld beams | 205
set hrsg 1a inlet duct section | 205
erection of inlet duct | 205
set hrsg 1c inlet duct section | 205
set hrsg 1b duct burner section & weld beams | 205
install hrsg 1a ct to hrsg transition ductwork & seal weld | 205
install hrsg 1a ct to hrsg transition ductwork | 205
set hrsg 1a co/scr duct section & weld beams | 205
basic design stack hrsg incl. outlet duct | 205
manufacturing inlet duct hrsg20 | 205
set hrsg 1b co/scr duct section & weld beams | 205
install hrsg 1a inlet breaching duct to main stack | 205
erection inlet duct hrsg20 | 205
f/r/p tower crane 2 fdn | 204
f/r/p stg aux boiler blow down sump pump foundation | 204
f/r/p hrsg 1b duct brnr & pr red skid [154/155] fdns | 204
f/r/p air comp/recv/dryer & bldg [140/141/142] fdns | 204
f/r/p cw bridge fdn [941] | 204
f/r/p stg condenser vacuum pump skid [055] fdn | 204
f/r/p c/l 1a cycle chemical feed [143] fdn | 204
f/r/p cycle chemical feed bldg [143] fdn | 204
f/r/p hrsg 1a boiler feed pump [153] fdn | 204
f/r/p mh #9 (demin tank area) | 204
f/r/p amm ww collection basin vault fdn | 204
f/r/p ww collection basin foundation | 204
f/r/p stg aux boiler nitrogen bottle manifold [186] fdn | 204
f/r/p stg aux boiler & assoc equip [172] fdns | 204
f/r/p waste oil storage shelter [096] fdn | 204
f/r/p mh #2 (fo tank area) | 204
f/r/p hrsg 1a duct brnr & pr red skid [154/155] fdns | 204
f/r/p admin [001]/control [002]/shop [004] fdn | 204
f/r/p stg condenser pump pit [056] | 204
f/r/p stg aux boiler nitrogen bottle manifold [185] fdn | 204
f/r/p stg aux boiler pipe rack [187] fdns | 204
f/r/p fuel oil unloading stations [044] fdn | 204
f/r/p hrsg 1b equip pads n. side, boiler feed pumps [153] sample panel [075] fdn | 204
f/r/p compressed bottle gas storage [195] fdn | 204
f/r/p wsac closed cooling water pump [058] fdns | 204
f/r/p stg air comp/recv/dryer & bldg [140/141/142] fdns | 204
f/r/p control/admin station ultra filter [614],[616] fdn | 204
f/r/p service water tank [038] fdn | 204
f/r/p demin area service water pump [021] fdns | 204
install ct nitrogen bottle manifold [184] | 204
f/r/p stg condensate pump pit - heat exchangers [056] | 204
f/r/p cw pipe support fdns | 204
f/r/p comp gas bottle strg shelter [104] fdn | 204
f/r/p stg gsu ww collection sump [033] fdn | 204
f/r/p stg elect bldg aux boiler & assoc equip [172] fdns | 204
f/r/p mh #10 (north of 5kv bldg) | 204
f/r/p amm strg/unld/pump/contain area [164-169] | 204
f/r/p hrsg 1c boiler feed pump [153] fdn | 204
f/r/p pond pdc fdn [007/825] | 204
f/r/p tower crane 1 fdn | 204
f/r/p fuel oil fire prot elect enclosure [192] fdn | 204
f/r/p mh #7 (n. rd at wsac) | 204
f/r/p demin area service water / ro pump [021] fdns | 204
f/r/p amm strg/unld/pump/contain area [164-167] | 204
f/r/p hrsg 1c duct brnr & pr red skid [154/155] fdns | 204
f/r/p admin [001]/control [002]/whs [004] [008] fdn | 204
f/r/p aux boiler blowdown sump and ww sump [033] precast fdn | 204
f/r/p hrsg 1a equip pads n. side, boiler feed pumps [153] sample panel [075] fdn | 204
f/r/p stg elect bldg glycol contain tank @ aux boiler [193] fdn | 204
f/r/p fuel oil fire prot foam house [191] fdn | 204
f/r/p aux boiler sample panel [075] foundation | 204
f/r/p hrsg 1b boiler feed pump [153] fdn | 204
work preparation piping ca01-wa03b (gxx,lba90,lbx,lca,ldk,ldt,maj,mam,maw,pcb,pgb,qc,qfb,sbm,scb,sga) | 203
work preparation piping ca04 (egd,ekg,ghc,ghd,gkb,gm,hsj,lcl,mav,psb,qfb,qja,scb) | 203
work preparation piping ca06-uez-wa00a (egd,ekg,ghc,ghd,gkb,mav,qfb,qja,scb) | 203
work preparation piping ca02 (ekg,ekt,ghc,gkb,pgb,qc,scb) | 203
work preparation piping ca01-umc-wa02a (ldk,mag) | 203
work preparation piping ca07-uvm-wa00b (hsj,psb) | 203
work preparation piping ca01 (ghd,gkb,ldt) | 203
work preparation piping ca07-uld-wa00b (ldn,ldt) | 203
work preparation piping ca01-umc-wa05b | 203
work preparation piping ca07-umy-wa00b | 203
work preparation piping ca01-uz-wa00a (pab) | 203
work preparation piping ca02-uhw-wa00a (lcl) | 203
work preparation piping ca02-umy-wa00b (egd,ekx,gxx,hsj,lab,lba90,lbx,lca,lcl,mav,mba,pgb,qc,qfb,qja,qu,scb) | 203
work preparation piping ca02-uz-wa00a (pab) | 203
work preparation piping ca02-uha-wa00b (ekg,ghd,gkb,gm,had,hsj,lab,lba90,lbh,lca,scb) | 203
work preparation piping ca06-uez-wa00b (egd,ekg,ghc,ghd,gkb,qfb,qja,scb) | 203
work preparation piping ca01-wa06b (mav,max,mba,mbh,mkx,pgb,qfb,qja,sbm,scb,sga,sgc,sge) | 203
work preparation piping ca01-wa04b (egd,ekg70,gxx,lba90,lbx,lca,ldk;mba;mbh,pgb,qc,qfb,qu,sbm,scb) | 203
work preparation piping ca03 (mav, pab,par,psb,pus) | 203
work preparation piping ca01-umc-wa01a (gmm,lca,lce,ldk,mag,maw,scb) | 203
work preparation piping ca05 (egd,ghd,gkb,ldt) | 203
install temp facility power / lighting - laydown area #b / guard shack | 202
install temp facility oem trailers | 202
install temp facility security guard shack / driveway | 202
install temp facility power / lighting - warehouse bldg area #a north | 202
install temp facility power / lighting - laydown area #a south | 202
install temp facility power / lighting - warehouse area | 202
install temp facility conference trailer - 2 wide | 202
install temp facility warehouse building | 202
install temp facility plumbing / sewer - trailer complex | 202
install temp facility power / lighting - guard shack | 202
install temp facility security guard shack | 202
install temp facility oem trailers - 3 x single wide | 202
install temp facility power / lighting - trailer / parking area #a north | 202
install temp facility safety trailer - 3 wide | 202
install temp facility quality/doc control trailer - 4 wide | 202
install temp facility administration trailer - 6 wide | 202
install temp facility power / lighting - parking area | 202
install temp facility operations trailer - 6 wide | 202
install temp facility power / lighting - trailer complex | 202
install temp facility orientation trailer - 2 wide | 202
install temp facility orientation trailer | 202
install temp facility trailer complex (admin/ops/qc/safety/conf) | 202
shutdown - defect clearance | 201
shutdown (gt offline washing ) | 201
shutdown period - c3 outage | 201
shutdown period - c1 outage | 201
shutdown period for tp integration (combustion inspection d1) 2021 | 201
shutdown / hot start / contractual performance test | 201
cold start / load / shutdown | 201
shutdown / preparation for performance test | 201
shutdown period - c4 outage | 201
offline washing / cold start | 201
unit shutdown | 201
offline washing / warm start / trip test/ hot start/ shutdown | 201
unit on load / shutdown | 201
hot start on yoc gas / shutdown | 201
shutdown period for tp integration (tb2 outage d1) | 201
hot start / shutdown / hot start on the fly | 201
shutdown period at existing scw pump house | 201
hot start/ unit on load | 201
unit on load / emergency shutdown (ff ring main water leak inside turbine hall) | 201
shutdown period for tp integration (combustion inspection d1) 2022 | 201
shutdown period - c2 outage | 201
shutdown for defect clearance before contractual rtr | 201
unit load / contractual performance test / shutdown | 201
cold start / load | 201
shutdown | 201
utility bridge piles - owner approval | 200
pedestrian bridge - prepare spec / ifr | 200
utility bridge foundation - revise / ifc | 200
utility bridge piles - design / ifr / ifoa | 200
pedestrian bridge - receive vendor proposals | 200
pedestrian bridge - review vendor drawings / return (st) | 200
erect pipe & pedestrian bridge steel | 200
pedestrian bridge - technical bid analysis | 200
pedestrian bridge - issue vendor for owner approval | 200
position support bridge | 200
pedestrian bridge - negotiate / award / ifc | 200
utility bridge access steel - internal review | 200
pedestrian bridge - owner review | 200
bolt-up/rattle pipe & pedestrian bridge steel (supply) | 200
utility bridge piles - revise / ifc | 200
grout pipe & pedestrian bridge steel | 200
pedestrian bridge - review owner comments / revise / ifp / ifor | 200
touch-up pipe & pedestrian bridge steel | 200
utility bridge access steel - design / ifr / ifoa | 200
erect pipe & pedestrian bridge handrail/toeplate | 200
utility bridge piles - internal review | 200
pedestrian bridge - internal/owner review / revise | 200
utility bridge access steel - revise / ifc | 200
erect pipe & pedestrian bridge grating | 200
utility bridge foundation - design / ifr / ifoa | 200
pedestrian bridge - vendor submit drawings (st) | 200
erect pipe & pedestrian bridge stairs | 200
utility bridge foundation - internal review | 200
utility bridge steel - estimated delivery | 200
bridge engineering status management (bridge analysis) | 200
fo tank fill tank with fo | 199
complete pipe and fittings - fo tank | 199
remove door sheet from primary tank - fo tank | 199
install fuel oil tank 1a accesories and stairs | 199
install top angle - tank a | 199
remove door sheet from sr-1 - tank b | 199
install top angle on containment - fo tank | 199
install piping and foam chamber - fo tank | 199
install and seal weld transition / dome | 199
install roof and vacuum test top - tank a | 199
install door sheets and complete required nde - fo tank | 199
install spacer material, primary tank bottom - fo tank | 199
install structure - fo tank | 199
install wind girder and start foam piping - fo tank | 199
hang roof and start seal welding - fo tank | 199
install roof structure in primary tank - fo tank | 199
install top angle - tank b | 199
install fuel oil tank 1b accesories and stairs | 199
install shell fittings & accessories for primary tank - fo tank | 199
install shell fittings and assessories - tank a | 199
weld shell to bottom connection - fo tank | 199
install roof fittings and assessories - tank b | 199
install roof fittings and assessories - tank a | 199
fo tank fill tank with fo procedure | 199
weld shell to bottom connection - tank a | 199
fo tank strap tank | 199
install door sheets & perform nde examinations - tank b | 199
install demin tank 1b stairs & handrails | 199
remove door sheet from sr-1 - tank a | 199
install shell fittings and assessories - tank b | 199
install roof and vacuum test top - tank b | 199
remove door sheet from 1st ring - fo tank | 199
install service water tank bottom | 199
install stairway and platform - fo tank | 199
install effluent tanks incl stairs/platforms - skid | 199
install door sheets & perform nde examinations - tank a | 199
weld shell to bottom connection - tank b | 199
f/r/p ctg 1a turbine rotor removal area [102] pad | 198
f/r/p ctg 1a [100] & [101] foundation | 198
f/r/p misc. pads and stoops | 198
f/r/p ctg 1a [100] & [101] foundation pedestals | 198
f/r/p hrsg 1c equipment pads east side | 198
f/r/p wash down slab | 198
f/r/p deck at intake | 198
f/r/p hrsg 1a equipment pads east side | 198
f/r/p ctg 1a generator removal area [103] pad | 198
f/r/p stg q-deck and elevated slab | 198
f/r/p wash slab and other misc pads at intake | 198
f/r/p demin water tank trailer [097] pad | 198
f/r/p ctg 1b pedestal | 198
f/r/p stg q-deck (elevated deck slab) | 198
f/r/p ctg 1a turbine/gen removal area [102][103] pad | 198
f/r/p ctg 1b turbine/gen removal area [102][103] pad | 198
f/r/p stg pedestal [050] (night shift) | 198
f/r/p ctg 1b [100] & [101] foundation | 198
f/r/p misc. deck pads at intake | 198
f/r/p ctg 1a pedestal | 198
f/r/p ctg 1b turbine rotor removal area [102] pad | 198
f/r/p apron slab on grade at discharge | 198
f/r/p ctg 1c [100] & [101] foundation | 198
f/r/p stg pedestal [050] | 198
f/r/p ctg 1c pedestal | 198
f/r/p ctg 1b [100] & [101] foundation pedestals | 198
f/r/p ctg 1c turbine rotor removal area [102] pad | 198
f/r/p slab on grade at discharge | 198
f/r/p stg rotor removal pad [098] gantry crane [079] laydown area | 198
f/r/p apron upper slab on grade at discharge | 198
f/r/p stg base mat [050] | 198
f/r/p stg columns [050] | 198
f/r/p hydrogen trailer storage [112] pad (conc pvng) | 198
f/r/p s road hydrogen trailer storage [112] pad (conc pvng) | 198
f/r/p hrsg 1b equipment pads east side | 198
f/r/p bypass stack 1a ww collection sump [033] precast fdn | 197
precast - owner review | 197
precast - sump final sizing | 197
sumps ei's - revise / ifc | 197
precast ww collection sump 02 - fab & delivery | 197
precast spec - issue vendor for owner approval | 197
sumps ei's - owner approval | 197
ww collection sump (precast) - owner approval | 197
sump support fdn - ifr / ifoa | 197
stormwater sump area fdn- internal review | 197
ww collection sump (precast) - ifr / ifoa | 197
precast - sump preliminary sizing | 197
precast - revise / ifp / ifor | 197
precast spec - prepare / ifr | 197
set precast j.b. #1, tie-in to 30" existing rcp | 197
sumps ei's - internal review | 197
precast spec - ifp / ifor | 197
ww collection (precast) sump - internal review | 197
blowdown sump foundations (precast) - ifr / ifoa | 197
sumps ei's - ifr/ ifoa | 197
stormwater sump area fdn - revise / ifc | 197
ww collection (precast) sump - design / ifr / ifoa | 197
set precast j.b. #3, tie-in to 12" existing main | 197
stormwater sump area fdn - owner approval | 197
sump support fdn - owner approval | 197
ww collection (precast) sump - revise / ifc | 197
blowdown sump foundations (precast) - internal review | 197
ww collection sump (precast) - up-rev per plant drains re route | 197
stormwater sump area fdn - ifr / ifoa | 197
precast spec - internal review | 197
sump support fdn - revise / ifc | 197
precast blowdown sump 1a - fab & delivery | 197
sump support fdn - internal review | 197
set precast j.b. #2, tie-in to 6" existing v.c. | 197
f/r/p bypass stack 1b ww collection sump [033] precast fdn | 197
precast ww collection sump 01 - fab & delivery | 197
ww collection sump (precast) - revise / ifc | 197
blowdown sump foundations (precast) - revise / ifc | 197
precast spec - owner review | 197
ww collection sump (precast) - internal review | 197
blowdown sump foundations (precast) - owner approval | 197
f/r/p ctrl/admin bldg ww collection sump [033] precast fdn | 197
precast blowdown sumps 1b - fab & delivery | 197
wdr system p&id - ug rfr / ifoa | 196
cmg system p&id - ug rfr / ifoa | 196
wdr system ug p&id - revise / check / rfr | 196
bdn system ug p&id - revise / check / rfr | 196
cnd system p&id - rfr / ifoa | 196
sws system p&id - ug rfr / ifoa | 196
cws system p&id - ag rfr / ifoa | 196
los system p&id - rfr / ifoa | 196
ccw system p&id - ug rfr / ifoa | 196
ctp system ag p&id - revise / check / rfr | 196
ina system p&id - ug rfr / ifoa | 196
fgs system p&id - ug rfr / ifoa | 196
cfd system p&id - rfr / ifoa | 196
ctp system p&id - ug rfr / ifoa | 196
wdr system ag p&id - revise / check / rfr | 196
dws system p&id - ug rfr / ifoa | 196
ctc system p&id - rfr / ifoa | 196
pws system p&id - ug rfr / ifoa | 196
hps system p&id - rfr / ifoa | 196
vps system p&id - ag rfr / ifoa | 196
ccf system p&id - rfr / ifoa | 196
fol system p&id - ug rfr / ifoa | 196
hrh system p&id - rfr / ifoa | 196
pdr system p&id - ag rfr / ifoa | 196
testing sdr [578] system | 196
arm system p&id - rfr / ifoa | 196
chw system p&id - ug rfr / ifoa | 196
stw system p&id - ug rfr / ifoa | 196
bdn system p&id - ag rfr / ifoa | 196
fgs system p&id - ag rfr / ifoa | 196
ccw system p&id - ag rfr / ifoa | 196
axs system p&id - rfr / ifoa | 196
sdr system p&id - ag rfr / ifoa | 196
stp system p&id - rfr / ifoa | 196
wdr system p&id - ag rfr / ifoa | 196
sdr system p&id- "red-mark" | 196
cmg system p&id - ag rfr / ifoa | 196
cws system p&id - ug rfr / ifoa | 196
cwt system p&id - rfr / ifoa | 196
bdn system p&id - ug rfr / ifoa | 196
dws system p&id - ag rfr / ifoa | 196
ctp system p&id - ag rfr / ifoa | 196
pdr system p&id - ug rfr / ifoa | 196
aqa system p&id - ag rfr / ifoa | 196
ctp system ug p&id - revise / check / rfr | 196
sdr system p&id - ug rfr / ifoa | 196
lps system p&id - rfr / ifoa | 196
ina system p&id - ag rfr / ifoa | 196
smp system p&id - rfr / ifoa | 196
fol system p&id - ag rfr / ifoa | 196
sdr system p&id- "red-mark" review | 196
aqa system p&id - ug rfr / ifoa | 196
crh system p&id - rfr / ifoa | 196
bdn system ag p&id - revise / check / rfr | 196
sws system p&id - ag rfr / ifoa | 196
pws system p&id - ag rfr / ifoa | 196
enerization procedure | 195
line inspection & preparation for neutral float | 195
final inspections & closing of open items before commissioning ma | 195
construct trials & test for bd inspection and acknowledgement | 195
skm model/report - revise/ifoa | 195
prepare maintenance concept | 195
75 - inspection procedures and sequencing (testing standards for all systems) | 195
demin & fo tanks - sub mobilization | 195
final inspection mag20 | 195
mobilization and orientation - advance tank sub | 195
final inspections & closing of open items before commissioning gt20 mb | 195
inspection with client consultant engineer | 195
issue valve list - preliminary | 195
final check for readiness for be | 195
preparation for energization | 195
issue valve list - final | 195
preparation for inspection/cleaning works (construction) | 195
final check for readiness | 195
de-mobilization | 195
skm model/report - internal review | 195
issue specialities list - preliminary | 195
energisation of first components upon requirements | 195
conduct actual transportation toute survey and inspection | 195
re-energization | 195
skm model/report - final | 195
complete concrete batch plant inspections (3 inspections - 1 at each facility) | 195
issue specialities list - final | 195
issue equipment list - preliminary | 195
skm model/report - preliminary | 195
issue facility life safety reviews | 195
energisation | 195
issue line list - preliminary | 195
mobilization | 195
final works and cleaning mag20 | 195
line inspection & preparation for neutral float welds | 195
final inspection | 195
skm model/report - owner approval | 195
energization | 195
kick off process engineering | 195
update of process & operational safety measures | 195
preparation kick off site infrastructure | 195
line inspection | 195
prep for energisation (final checks) | 195
life safety review | 195
close inspection cover | 195
issue line list - final | 195
issue equipment list - final | 195
ms date - ct other major equipment (exciter assembly, starting, elec and mech packages, pipe racks, inlet filter & duct | 195
ct other major equipment | 195
final check for readiness for be / walkdown | 195
ready for operation, pending operational licence | 195
preparation period for logistics contractor (heavy loads) | 195
skm model/report - design / check / ifr | 195
concrete specialities | 195
preparation kick off main civil works | 195
temporary setting of collector cover | 194
final assembly of brushless exciter | 194
dpt /zone a (southern section) - backfill and form slope to the formation of generator transformer | 194
final setting of collector cover | 194
inspection of internal bushing connection to phase b | 194
final assembly of collector around (stub shaft, collector bearing, collector brush rigging) | 194
install bushings | 194
electrical erection surge arrestors (built in gil) | 194
setting fixator | 194
generator tx - construct concrete blast walls | 194
preliminary setting of collector around (stub shaft, collector bearing, collector brish rigging) | 194
back engergization | 194
mechanical surge analysis | 194
set excitation control & circuit breaker panels, align & bolt | 194
generator to fixators mka | 194
transformer re-energization work | 194
install steel structure @ generator area | 194
rectifier installation | 194
installation and coupling of collector rotor, swing check, decoupling | 194
fixing of generator in position mka | 194
installation of surge arrestor | 194
fix generator into position | 194
stg load bushings | 194
set static start-up panel & switichgear, align & bolt | 194
first grouting of fixators mka | 194
preparation for rectification works | 194
generator on base | 194
transload and delivery of generator to site | 194
set generator protection panel, align & bolt | 194
prep on generator on base (terminal box, bct, hvb, terminal enclosure on mezz floor) | 194
shift generator into position | 194
fix high voltage bushing | 194
install grounding brushes | 194
generator tx - construct base slabs | 194
assemble bushing current transformers | 194
preparation for alignment of generator | 194
generator tx - construct equipment plinths | 194
install generator circuit breaker (gcb) onto support steel | 194
installing of high voltage bushings mka | 194
preliminary setting of brushless exciter | 194
exchange of flange on neutral bushing & preparation for transformer testing prior to final close up | 194
fit and set collector brushes | 194
coupling of collector rotor | 194
assembling of collector | 194
heavy haul hrsg b to site | 193
heavy haul sst's to site and set | 193
heavy haul ctg 3 to site | 193
heavy haul ctg 2 to site | 193
hrsg subcontractor site mobilization | 193
set up equipment on site | 193
site establishment - site mobilisation works | 193
subcontractor site mobilization | 193
set up equipment on site, set up site stores steam turbine ma | 193
site establishment - erect hoarding | 193
heavy haul ctg 1 to site | 193
heavy haul hrsg c to site | 193
mobilize to site | 193
set up equipment on site, set up site stores generator mka | 193
heavy haul hrsg a to site | 193
aux boiler blowdown pre-commission and restoration walk | 192
steam cold reheat pre-commission and restoration walk | 192
steam high pressure construction completion walk | 192
boiler feed water 1 pre-commission and restoration walk | 192
boiler feed water 1a construction completion walk | 192
auxiliary boiler blowdown construction completion walk | 192
boiler feed water 1b construction completion walk | 192
steam high press pre-commission and restoration walk | 192
aux boiler & piping pre-commission and restoration walk | 192
steam cold reheat construction completion walk | 192
auxiliary steam construction completion walk | 192
aux boiler construction completion walk | 192
aux steam piping pre-commission and restoration walk | 192
steam high press construction completion walk | 192
aux boiler pre-commission and restoration walk | 192
steam high pressure pre-commission and restoration walk | 192
aux steam piping construction completion walk | 192
aux boiler gas pre-commission and restoration walk | 192
steam low pressure pre-commission and restoration walk | 192
steam low press pre-commission and restoration walk | 192
boiler feed water 1a pre-commission and restoration walk | 192
boiler feed water 3 pre-commission and restoration walk | 192
auxiliary boiler fuel gas construction completion walk | 192
steam hot reheat construction completion walk | 192
aux boiler & piping construction completion walk | 192
boiler feed water 3 construction completion walk | 192
aux boiler blowdown construction completion walk | 192
boiler feed water 1b pre-commission and restoration walk | 192
boiler feed water 1 construction completion walk | 192
boiler feed water 2 pre-commission and restoration walk | 192
boiler feed water 2 construction completion walk | 192
steam low pressure construction completion walk | 192
aux boiler gas construction completion walk | 192
steam hot reheat pre-commission and restoration walk | 192
steam low press construction completion walk | 192
system setup for lube oil flushing | 191
oil flushing gt20 (incl. pressure test & restoration) | 191
lube oil flushing (incl. pressure tests) st | 191
gen seal oil flush. | 191
preparation for oil flushing (lube and seal) | 191
lube oil ct 1a receive rental oil flush skid & piping | 191
steam turbine ready for oil flushing | 191
start phase 4 oil flush | 191
preparation for oil flushing (lube and seal oil) | 191
cold commissioning oil module 20mbv (incl: flushing) | 191
common fuel oil flush fo common piping procedure | 191
lube oil ct 1a restore lube oil piping | 191
install oil/water separator [025] | 191
lube oil connect flushing piping | 191
gt lube oil/lifting flush & restore | 191
lube oil flushing and certificate | 191
reassembly after lube oil flushing ma | 191
lube oil ct 1a connect flushing piping | 191
common fuel oil flush fo common piping | 191
gas system common restore piping | 191
re-assembly after lube oil flush | 191
combustion turbine 1a flush control oil | 191
testing turbine lube oil system | 191
final erection mkw piping after oil flushing mkw | 191
lube oil ct 1a perform oil flush | 191
preparation for oil flush *temporary pipe / jumper) | 191
commissioning oil flushing | 191
support prep for construction oil flushing | 191
lube oil receive rental oil flush skid & piping | 191
combustion turbine 1b flush control oil | 191
cold commissioning gen seal oil system (comm oil flushing) | 191
preparation oil flush (temporary pipe/jumper) | 191
combustion turbine 1a flush control oil procedure | 191
prep of pumps for construction oil flushing | 191
cold commissioning, preparation for oil flushing (pending top) | 191
oil flushing restoration | 191
common fuel oil restore piping | 191
lube oil perform oil flush | 191
combustion turbine 1a flush control oil, | 191
combustion turbine 1b flush control oil, | 191
lube oil ct 1b perform oil flush | 191
lube oil 1b restore lube oil piping | 191
setup for commissioning oil flushing | 191
lube oil flushing ongoing | 191
steam turbine lube oil flushing | 191
oil flushing restoration (seal casing, bearing metal, oil deflector) | 191
lube oil restore lube oil piping | 191
ctg lube oil flush procedure | 191
lube oil ct 1b connect flushing piping | 191
testing turbine hydr oil system | 191
combustion turbine 1c flush control oil | 191
electrical temporaries for oil flushing gt20 | 191
first fire / sync ct 1c (on fuel gas) | 190
first fire / sync ct 1a (on fuel gas), | 190
ct 1b delivery | 190
install ctg 1c ct air receiver [141] | 190
ct 1b/ fire & tune (on fuel oil), | 190
tune ct 1b (on fuel gas), | 190
ct auxiliaries delivery | 190
ct 1c/ fire & tune (on fuel oil) | 190
ct readiness review | 190
ct 1b/ fire & tune (on fuel oil) | 190
tune ct 1a | 190
tune ct 1c | 190
ct 1c delivery | 190
tune ct 1b | 190
ct 1a/ fire & tune (on fuel oil), | 190
first fire / sync ct 1b (on fuel gas) | 190
install ctg 1b ct air receiver [141] | 190
ct 1a/ fire & tune (on fuel oil) | 190
set ct 1c air receiver (bop supplied) tank | 190
set ct 1a air receive (bop supplied) tank | 190
prepare pilot scheme for ct | 190
first fire / sync ct 1b (on fuel gas), | 190
ct 1a delivery | 190
install ctg 1a ct air receiver [141] | 190
tune ct 1a (on fuel gas), | 190
set ct 1b air receiver (bop supplied) tank | 190
first fire / sync ct 1a (on fuel gas) | 190
insulation and lagging - vendor submit drawings (me) | 189
insulation | 189
insulation - plant drains | 189
hpsh drains at box 2 inadequate insulation clearance with blowdown piping unit 1a insulation not installed at unit 1b | 189
procurement insulation and trace heating | 189
insulation and lagging - technical bid analysis | 189
design / manufacturing gt insulation mb- | 189
insulation - reinstall heat trace and insulation | 189
insulation - cross over blankets | 189
insulation and lagging - ifor | 189
insulation and lagging - owner review | 189
insulation and lagging - issue vendor for owner approval | 189
insulation and lagging - review vendor drawings / return (me) | 189
insulation - crc | 189
insulation turnover system | 189
insulation - remove insulation and heat trace | 189
transport to site insulation for all systems | 189
installation st insulation ma | 189
logistics and customs preparation gt insulation mb- | 189
procurement/ manufacturing gt insulation mb- | 189
insulation anti icing mbl | 189
ip downcomer crossover piping inadequate insulation clearance with blowdown piping unit 1a insulation not installed at u | 189
insulation - stg drains tank | 189
start rectification works - exchange of insulation boards and installaiton of spacer | 189
hp downcomer crossover piping inadequate insulation clearance with blowdown piping unit 1a insulation not installed at u | 189
insulation and lagging - negotiate / award / ifc | 189
insulation - msv - insulate | 189
insulation - drip legs drains | 189
insulation and lagging -receive vendor proposals | 189
transport gt insulation mb- | 189
logistics and customs preparation insulation for all systems | 189
installation st insulation (first layer) ma | 189
insulation - waste water drains | 189
insulation and lagging - internal review / revise | 189
insulation and lagging - review / revise / ifp / ifor | 189
insulation and lagging - prepare spec / ifr | 189
complete insulation installation | 189
manufacturing / shop test insulation for all systems | 189
install instruments - hrsg 1a ammonia injection | 188
terminate hrsg b ammonia injection cable | 188
ammonia injection hrsg 1b i&c calibrations | 188
hrsg a ammonia injection turnover system | 188
install tubing - hrsg 1a ammonia injection | 188
terminate hrsg c ammonia injection cable | 188
hrsg a ammonia injection pre-commissioning | 188
ammonia injection hrsg 1b dilution air fan balancing | 188
ammonia injection hrsg 1a i&c calibrations | 188
ammonia injection hrsg 1b dilution air fan motor pdma (712) | 188
hrsg a ammonia injection system turnover walk with pgn | 188
hrsg b ammonia injection construction completion walk | 188
install hrsg b ammonia injection instruments | 188
hrsg a ammonia injection pre-commission and restoration walk | 188
hrsg b ammonia injection notification of turnover walk to pgn | 188
hrsg 1a ammonia injection construction completion walk | 188
pull cable - hrsg 1b ammonia injection | 188
hrsg 1b ammonia injection system walk with pgn | 188
hrsg b ammonia injection complete turnover package | 188
hrsg 1b ammonia injection construction completion walk | 188
hrsg a ammonia injection notification of turnover walk to pgn | 188
hrsg c ammonia injection pre-commissioning | 188
pull hrsg b ammonia injection cable | 188
install hrsg c ammonia injection instruments | 188
hrsg b ammonia injection system turnover walk with pgn | 188
hrsg 1b ammonia injection resolve work remaining list | 188
hrsg 1a ammonia injection resolve p1 items | 188
install instruments - hrsg 1b ammonia injection | 188
hrsg b ammonia injection pre-commission and restoration walk | 188
terminate - hrsg 1b ammonia injection | 188
install hrsg b ammonia injection cable tray / conduit | 188
hrsg a ammonia injection complete turnover package | 188
install hrsg a ammonia injection cable tray / conduit | 188
hrsg a ammonia injection construction completion walk | 188
terminate hrsg a ammonia injection cable | 188
hrsg b ammonia injection turnover system | 188
hrsg 1a ammonia injection system walk with pgn | 188
terminate - hrsg 1a ammonia injection | 188
pull cable - hrsg 1a ammonia injection | 188
hrsg c ammonia injection complete turnover package | 188
hrsg 1a ammonia injection resolve work remaining list | 188
hrsg c ammonia injection pre-commission and restoration walk | 188
ammonia injection hrsg 1a dilution air fan motor pdma (711) | 188
hrsg c ammonia injection system turnover walk with pgn | 188
pull hrsg a ammonia injection cable | 188
hrsg b ammonia injection pre-commissioning | 188
install hrsg a ammonia injection instruments | 188
ammonia injection hrsg 1a dilution air fan balancing | 188
hrsg c ammonia injection construction completion walk | 188
hrsg c ammonia injection turnover system | 188
hrsg 1b ammonia injection resolve p1 items | 188
hrsg c ammonia injection notification of turnover walk to pgn | 188
install tubing - hrsg 1b ammonia injection | 188
install hrsg c ammonia injection cable tray / conduit | 188
pull hrsg c ammonia injection cable | 188
fire detection turnover system | 187
ct-1c fuel oil system system turnover walk with pgn | 187
fire detection notification of turnover walk to pgn | 187
heat tracing system turnover walk with pgn | 187
ct-1a fuel gas system turnover walk with pgn | 187
heat tracing complete turnover package | 187
fire detection complete turnover package | 187
fuel oil system fire protection notification of turnover walk to pgn | 187
ct 1a fuel gas system walk with pgn | 187
fuel oil tank fire protection system turnover walk with pgn | 187
gas system notification of turnover walk to pgn | 187
ct-1a fuel oil system system turnover walk with pgn | 187
fuel oil tank fire protection system notification of turnover walk to pgn | 187
heat tracing system walk with pgn | 187
fo tank system turnover walk with pgn | 187
heat tracing turnover system | 187
fuel oil tanks notification of turnover walk to pgn | 187
common fuel oil system system turnover walk with pgn | 187
fuel oil system fire protection system turnover walk with pgn | 187
cycle chemical feed fire protection system walk with pgn | 187
fuel oil tank fire protection system system turnover walk with pgn | 187
ct-1b fuel oil system notification of turnover walk to pgn | 187
ct-1b fuel gas notification of turnover walk to pgn | 187
ct-1b fuel oil system system turnover walk with pgn | 187
ct-1c fuel gas notification of turnover walk to pgn | 187
ct-1c fuel oil system notification of turnover walk to pgn | 187
admin / warehouse fire protection system walk with pgn | 187
wsac chemical feed fire protection system walk with pgn | 187
fire detection system walk with pgn | 187
ct-1a fuel oil system notification of turnover walk to pgn | 187
ct 1b fuel gas system walk with pgn | 187
ct-1b fuel gas system turnover walk with pgn | 187
heat tracing notification of turnover walk to pgn | 187
ct-1a fuel gas notification of turnover walk to pgn | 187
ct-1c fuel gas system turnover walk with pgn | 187
fuel oil tanks system turnover walk with pgn | 187
fuel oil tank fire protection notification of turnover walk to pgn | 187
fo tank system notification of turnover walk to pgn | 187
stg fire protection system walk with pgn | 187
fire detection system turnover walk with pgn | 187
gas system system turnover walk with pgn | 187
common fuel oil system notification of turnover walk to pgn | 187
ctg-1b circuit and raceway schedule- revise / ifc | 186
ctg-1a circuit and raceway schedule- revise / ifc | 186
100 lvl circ & rcwy schedule (mv) - revise / ifc | 186
circuit and raceway schedule audit | 186
300/400 level ctg/hrsg circ & rcwy sched (inst & cntrl) - ifr / ifor | 186
stg circuit and raceway schedule- revise / ifc | 186
bop power block circuit and raceway schedule- revise / ifc | 186
ctg-1c circuit and raceway schedule- revise / ifc | 186
hrsg-1a circuit and raceway schedule - revise / ifc | 186
bop remote circuit and raceway schedule- revise / ifc | 186
bop remote raceway dwgs - revise / ifc | 186
300/400 level ctg/hrsg circ sched (inst & cntrl) - revise / ifc | 186
issue circuit and raceway schedule | 186
200 lvl circ & rcwy schedule (480v) - revise / ifc | 186
200 level mcc feeds circuit schedule - revise / ifc | 186
bop power block raceway dwgs - revise / ifc | 186
hrsg-1b circuit and raceway schedule- revise / ifc | 186
hrsg-1c circuit and raceway schedule- revise / ifc | 186
200 level mcc feeds circuit schedule - ifr / ifor | 186
200lvl circ & rcwy schedule (480v) - ifr / ifor | 186
100 lvl circ & rcwy schedule (mv) - ifr / ifor | 186
bd - consent letter - steelwork 20ubx/20ubg | 185
bd - consent letter - steel structure 20utg07 | 185
bd - submission & approval - detail design steel 20ubd01/02 | 185
bd - submission & approval - steel structure 20uba8110/20 | 185
bd - submission & approval - detail design steel 20ubd03/04 | 185
bd - consent letter detail design steel structure 20ube/ubf | 185
bd - consent letter - steel structure 20utg01 | 185
bd - submission & approval - steelwork - 20ubx/20ubg | 185
bd - consent letter - steel structure 20utg06 | 185
bd - submission & approval - steel structure 20umc (incl. crane walkawy) (amendment submission) | 185
bd - consent letter - steel structure 20utg02 | 185
bd - consent letter - steel structure 20ubn | 185
bd - consent letter - detail design steel 01uba9010/20 | 185
bd - submission & approval - steel structure 20utg03 | 185
bd - consent letter - steel structure 20utg05 | 185
bd - submission & approval - steel structure 20umx02 | 185
bd - submission & approval - detail design steel 20ubl | 185
bd -consent letter steel structure 20umc | 185
bd - submission & approval - detail design steel structure 20uen | 185
bd - submission & approval - steel structure 20ura | 185
bd - consent letter - steel structure 20utg04 | 185
bd - consent letter - detail design steel 20ubd03/04 | 185
bd - submission & approval - steel structure 20uex01 | 185
bd - submission & approval - steel structure 20uhw | 185
bd - submission & approval - detail design steel 01uba9010/20 | 185
bd - consent letter - steel structure 20uly01 | 185
bd - consent letter - steel structure 20uba7xxx | 185
bd - submission & approval - steel structure 20utg04 | 185
bd - submission & approval - steel structure 20ubn | 185
bd - submission & approval - steel structure 20umc (incl. crane walkawy) (1st submission) | 185
bd - submission & approval - steel structure 20utg06 | 185
bd - submission & approval - steel structure 20uba7910/20 | 185
bd - consent letter - steel structure 20uex01 | 185
bd - submission & approval - steel structure 20urd | 185
bd - submission & approval - steel structure 20uba7xxx | 185
bd - consent letter - steel structure 20uhw | 185
bd - consent letter - steel structure 20urd | 185
bd - consent letter - steel structure 20umx02 | 185
bd - submission & approval - steel structure 20utg07 | 185
bd - consent letter - detail design steel structure 20uen | 185
bd - consent letter - steel structure 20uba7910/20 | 185
bd - submission & approval - steel structure 20utg01 | 185
bd - consent letter - detail design steel 20ubd01/02 | 185
bd - submission & approval - steel structure 20utg05 | 185
bd - submission & approval - steel structure 20utg02 | 185
bd - submission & approval - steel structure 20uba1110/20 | 185
bd - consent letter - steel structure 20uba8110/20 | 185
bd - consent letter - detail design steel 20ubl | 185
bd - consent letter - steel structure 20ura | 185
bd - consent letter - steel structure 20utg03 | 185
bd - submission & approval - steel structure 20uly01 | 185
bd - consent letter - steel structure 20uba1110/20 | 185
bd - submission & approval- detail design steel structure 20ube/ubf | 185
erect main rack steel at c/l 1b - sequence 5 (handrail / toeplate / ladders / cages) | 184
main pipe rack steel - internal review | 184
main & finger rack steel - coordination with final alloy pipe routing | 184
stg rack steel - owner approval | 184
grout main rack steel at c/l 1c | 184
grout stg pipe rack & stg access steel | 184
erect main rack steel at c/l 1a - sequence 1 (including handrail / toeplate / ladders / cages) | 184
main rack 1a axs sb.[449] | 184
stg rack steel - fab / delivery | 184
grout main rack steel at c/l 1b | 184
erect main rack steel at c/l 1c - sequence 7 (handrail / toeplate / ladders / cages) - finger rack | 184
main & finger rack fndn - internal review | 184
erect main rack steel at c/l 1b - sequence 6 (handrail / toeplate / ladders / cages) - lower tier | 184
erect main rack steel at c/l 1b - sequence 4 (handrail / toeplate / ladders / cages) | 184
stg rack fndn - internal review | 184
stg pipe rack piling - int./owner review | 184
bolt-up/rattle main rack steel at c/l 1c | 184
erect main rack steel at c/l 1b - sequence 6 (handrail / toeplate / ladders / cages) - upper tier | 184
bolt-up/rattle main rack steel at c/l 1a | 184
stg rack fndn - internal review | 184
finer rack 1b axs sb [449] | 184
stg rack steel - internal review | 184
main & finger rack fndn - owner approval | 184
finger rack steel - internal review | 184
stg rack fndn - owner approval | 184
pipe rack piling - int./owner review | 184
stg rack steel - column/beam layout for pipe stress | 184
erect main rack steel at c/l 1c - sequence 7 (handrail / toeplate / ladders / cages) - main rack | 184
touch-up main rack and stair tower steel at c/l 1a | 184
erect main rack grating at c/l 1a | 184
erect main rack steel at c/l 1a - sequence 3 (including handrail / toeplate / ladders / cages) - upper tier | 184
touch-up main rack and stair tower steel at c/l 1b | 184
pipe rack modifications - internal review | 184
main rack fndn - internal review | 184
main rack 1b axs sb [449] | 184
grout main rack steel at c/l 1a | 184
erect main rack grating at c/l 1c | 184
main & finger rack steel - column/beam layout into model | 184
finger rack fndn - internal review | 184
erect main rack steel at c/l 1a - sequence 3 (including handrail / toeplate / ladders / cages) - lower tier | 184
erect main rack steel at c/l 1a - sequence 2 (including handrail / toeplate / ladders / cages) | 184
main & finger rack steel - internal review | 184
erect main rack steel at c/l 1c - sequence 8 (handrail / toeplate / ladders / cages) - main rack | 184
bolt-up/rattle main rack steel at c/l 1b | 184
main & finger rack steel - owner approval | 184
erect main rack grating at c/l 1b | 184
erect main rack steel at c/l 1c - sequence 8 (handrail / toeplate / ladders / cages) - finger rack | 184
main & finger rack steel - coordination with prelim stress analysis | 184
touch-up main rack steel at c/l 1c | 184
terminate - ct 1b step-up transformer & ipb | 183
step up transformer & ipb stg complete turnover package | 183
ipb connection at excitationtransformer & sfc transformer after hi voltage test | 183
continuation of transformer testing - winding resistance test | 183
step up transformer & ipb ct-1a system turnover walk with pgn | 183
step up transformer & ipb ct-1c pre-commission and restoration walk | 183
step up transformer & ipb ct-1b turnover system | 183
pull cable - ct 1b step-up transformer & ipb | 183
step up transformer & ipb ct-1a pre-commission and restoration walk | 183
step up transformer & ipb ct-1a complete turnover package | 183
step up transformer & ipb stg pre-commission and restoration walk | 183
step up transformer & ipb stg pre-commissioning | 183
step up transformer & ipb ct-1c pre-commissioning | 183
step up transformer & ipb ct-1b relay interface testing | 183
step up transformer & ipb stg construction completion walk | 183
step up transformer & ipb ct-1c turnover system | 183
step up transformer & ipb ct-1c relay interface testing | 183
step up transformer & ipb ct-1b 480v supply to fans & alarm checks | 183
step up transformer & ipb ct-1c notification of turnover walk to pgn | 183
terminate - ct 1a step-up transformer & ipb | 183
step up transformer & ipb ct-1a 480v supply to fans & alarm checks | 183
step up transformer & ipb stg dress out & intergity testing (see transmission sch) | 183
step up transformer & ipb ct-1a dress out & intergity testing (see transmission sch) | 183
step up transformer & ipb stg system turnover walk with pgn | 183
step up transformer & ipb ct-1a relay interface testing | 183
step up transformer & ipb ct-1a construction completion walk | 183
step up transformer & ipb ct-1b pre-commission and restoration walk | 183
step up transformer & ipb stg relay interface testing | 183
step up transformer & ipb ct-1c dress out & intergity testing (see transmission sch) | 183
step up transformer & ipb ct-1b construction completion walk | 183
pull cable - stg step-up transformers & ipb | 183
step up transformer & ipb stg 480v supply to fans & alarm checks | 183
step up transformer & ipb ct-1b notification of turnover walk to pgn | 183
step up transformer & ipb ct-1c complete turnover package | 183
step up transformer & ipb ct-1c system turnover walk with pgn | 183
step up transformer & ipb stg turnover system | 183
step up transformer & ipb ct-1b complete turnover package | 183
step up transformer & ipb ct-1c 480v supply to fans & alarm checks | 183
step up transformer & ipb ct-1a pre-commissioning | 183
step up transformer & ipb stg notification of turnover walk to pgn | 183
ipb connection at main transformer & auxiliary transformers after hi voltage test | 183
step up transformer & ipb ct-1a notification of turnover walk to pgn | 183
step up transformer & ipb ct-1b dress out & intergity testing (see transmission sch) | 183
step up transformer & ipb ct-1b system turnover walk with pgn | 183
step up transformer & ipb ct-1a turnover system | 183
step up transformer & ipb ct-1c construction completion walk | 183
terminate - stg step-up transformers & ipb | 183
step up transformer & ipb ct-1b pre-commissioning | 183
ipb connection to generator & generator breaker after hi voltage test | 183
pull cable - ct 1a step-up transformer & ipb | 183
alloy piping - review / revise / ifp/ifor | 182
alloy piping - review vendor drawings / return (me) - hrh | 182
alloy piping - review vendor drawings / return (me) - hps | 182
alloy piping - vendor fab/delivery - hps sb | 182
alloy piping - owner review | 182
alloy piping - review vendor drawings / return (me) - crh | 182
alloy piping - internal review / revise | 182
alloy piping - vendor fab/delivery - lb sequence 5 | 182
alloy piping - review vendor drawings - lb sequence 3 | 182
alloy piping - vendor submit drawings (me) - hps | 182
alloy piping - vendor submit drawings - lb sequence 4 | 182
alloy piping - vendor submit drawings (me) - hrh | 182
alloy piping - vendor fab/delivery - lb sequence 1 | 182
alloy piping - review vendor drawings - lb sequence 1 | 182
alloy piping - review vendor drawings - lb sequence 2 | 182
alloy piping - vendor submit drawings - lb sequence 2 | 182
alloy piping - vendor fab/delivery - lb sequence 2 | 182
alloy piping - prepare spec / ifr | 182
alloy piping - mill order ready for fabrication | 182
alloy piping - vendor fab/delivery - lb sequence 3 | 182
alloy piping - vendor fab/delivery - hrh sb | 182
alloy piping - vendor fab/delivery - hrh | 182
alloy piping - vendor fab/delivery - hps | 182
alloy piping - vendor fab/delivery - lb sequence 6 | 182
alloy piping - vendor fab/delivery - lb sequence 4 | 182
alloy piping - vendor submit drawings - lb sequence 5 | 182
alloy piping - vendor submit drawings - lb sequence 1 | 182
alloy piping - vendor submit drawings - lb sequence 3 | 182
alloy piping - vendor submit drawings (me) - crh | 182
alloy piping - vendor fab/delivery - crh | 182
install raceway - sample system | 181
install raceway - hrsg 01b blowdown | 181
install raceway - medium voltage | 181
install raceway - common fuel oil | 181
install raceway - stg step-up transformers & ipb | 181
install raceway - steam high pressure | 181
install raceway - sample system stg & auxiliary | 181
install raceway - hrsg 1a isolation (includes sc stack) | 181
install raceway - steam hot reheat | 181
install raceway - dcs (to support backfeed) | 181
install raceway - fire water system (to support backfeed) | 181
install raceway - hrsg flue gas 1b | 181
install raceway - steam turbine generator | 181
install raceway - high voltage | 181
install raceway - hrsg flue gas 1a | 181
install raceway - gas system | 181
install raceway - ct 1a lube oil | 181
install raceway - stg air extraction system | 181
install raceway - stp drains | 181
install raceway - hrsg steam side 1a | 181
install raceway - ct 1b lube oil | 181
install stg a/g table top embedded raceways | 181
install raceway - ct 1a step-up transformer & ipb | 181
install raceway - dc power | 181
install raceway - demin storage & transfer | 181
install raceway - ct 1b step-up transformer & ipb | 181
install raceway - potable water | 181
install raceway - sample system hrsg 1b | 181
install raceway - condensate | 181
install raceway - station service transformers | 181
install raceway - chemical feed | 181
install raceway - combustion turbine 1b | 181
install 5kv bldg a/g raceway including stove pipes | 181
install raceway - hrsg 1b isolation (includes sc stack) | 181
install raceway - demin #2 | 181
install raceway - service water supply | 181
install raceway - ct 1b fuel oil system | 181
install raceway - filtered water | 181
install raceway - stg lo system | 181
install raceway - condensate #2 | 181
install raceway - hrsg 1b chemical feed | 181
u/g or embedded raceway hrsg 1c | 181
install raceway - ct 1a fuel oil system | 181
install raceway - uninteruptable power | 181
install raceway - hrsg 01a blowdown | 181
install raceway - uitrafilter | 181
install raceway - aux boiler & piping | 181
install raceway - steam cold reheat | 181
install raceway - hrsg steam side 1b | 181
install raceway - boiler feed water 1b | 181
install raceway - fo tanks & system (inc. fire protection) | 181
install raceway - common chemical feed | 181
install raceway - circ water | 181
install raceway - circulating water chemical feed | 181
install raceway - steam low pressure | 181
install raceway - hrsg 1a chemical feed | 181
install raceway - sanitary sewer | 181
install raceway - admin / warehouse fire protection | 181
install raceway - instrument air - cts | 181
install raceway - boiler feed water 1a | 181
install raceway - combustion turbine 1a | 181
install raceway - ultrafilter | 181
install raceway - low voltage | 181
fg dew point heater - technical bid analysis | 180
fg dew point heater - review vendor drawings / return (st) | 180
install c/l 1a fuel gas dewpoint heater [118] | 180
fg dew point heater - negotiate / award / ifc | 180
fg dew point heater - owner review | 180
fg dew point heater - review vendor drawings (st) | 180
fg dew point heater - vendor submit drawings (el) | 180
hold point-notify state prior to operation of ctg 1b dew point heater | 180
fg dew point heater - review vendor drawings / return (me) | 180
fg dew point heater - review vendor drawings (me) | 180
fg dew point heater - internal review / revise | 180
fg dew point heater - review / revise / ifp/ifor | 180
fg dew point heater foundation - receive owner comments | 180
fg dew point heater foundation - revise / ifc | 180
fg dew point heater - review vendor drawings / return (el) | 180
install c/l 1c fuel gas dewpoint heater [118] | 180
install ctg 1b fuel gas dewpoint heater [118] | 180
fg dew point heater - vendor submit drawings (st) | 180
install c/l 1b fuel gas dewpoint heater [118] | 180
hold point-notify state prior to operation of ctg 1a dew point heater | 180
hold point-ensure air permit received prior to operation of ctg 1c dew point heater | 180
f/r/p c/l 1a fuel gas dewpoint heater [118] fdn | 180
fg dew point heater - vendor fab/delivery | 180
fg dew point heater foundation - design / ifr / ifoa | 180
hold point-ensure air permit received prior to operation of ctg 1b dew point heater | 180
f/r/p c/l 1b fuel gas dewpoint heater [118] fdn | 180
fg dew point heater -receive vendor proposals | 180
fg dew point heater foundation - internal review | 180
fg dew point heater - vendor submit drawings (me) | 180
ctg 1a fg dew point heater commissioning | 180
fg dew point heater - owner approval of vendor | 180
fg dew point heater - review vendor drawings (el) | 180
f/r/p c/l 1c fuel gas dewpoint heater [118] fdn | 180
fg dew point heater - issue vendor for owner approval | 180
fg dew point heater - prepare spec / ifr | 180
ctg 1b fg dew point heater commissioning | 180
hold point-ensure air permit received prior to operation of ctg 1a dew point heater | 180
install hrsg 1-b blowdown tubing | 179
install sample system tubing | 179
install instrument air ( compressors & dryers) tubing | 179
install circ water tubing | 179
install tubing - hrsg 1b blowdown | 179
install condensate system tubing | 179
install instrument air (stg) tubing | 179
install tubing - instrment air ( compressors, dryers & recievers) | 179
install demin #2 (@ stg area) tubing | 179
install tubing - demin #2 | 179
install hrsg isolation 1b (includes sc stack) tubing | 179
install tubing - peaker air | 179
install tubing - hrsg 1b isolation (includes sc stack) | 179
install hrsg isolation 1a (includes sc stack) tubing | 179
install instrument air ct 1-a tubing | 179
install tubing - hrsg 1a isolation (includes sc stack) | 179
install demin storage & transfer tubing | 179
install hrsg isolation 1c (includes sc stack) tubing | 179
install instrument air ct 1-b tubing | 179
install tubing - stp drains | 179
install stg lo system tubing | 179
install tubing - filtered water | 179
install tubing - instrument air - stg & bop | 179
install hrsg 1-c blowdown tubing | 179
install hrsg 1-a blowdown tubing | 179
install tubing - instrument air - cts | 179
install ccw #2 (@ stg area) tubing | 179
install tubing - sample system hrsg 1a | 179
install tubing - potable water | 179
install tubing - sample system hrsg 1b | 179
install tubing - condensate #2 | 179
install tubing - circ water | 179
install tubing - hrsg 1a blowdown | 179
install tubing - demin storage & transfer | 179
tubing | 179
install tubing - sample system stg & auxiliary | 179
install instrument air ct 1-c tubing | 179
install tubing - condensate | 179
f/r/p mh #4 (road north of c/l 1a @ ctg) | 178
f/r/p mh #8 (road north of c/l 1a @ hrsg) | 178
f/r/p mh #4 (road east of c/l 1a @ rack) | 178
b/e/a/fab/deliver mh #2 rebar (fo tank area) | 178
f/r/p mh #5 (road east of c/l 1b @ rack) | 178
f/r/p mh #6 (road north of c/l 1b @ ctg) | 178
b/e/a/fab/deliver mh #4 rebar (road east of c/l 1a @ rack) | 178
b/e/a/fab/deliver mh #1 rebar (s road & road east of c/l 1a) | 178
f/r/p mh #2 (s road & road east of c/l 1b) | 178
f/r/p mh #3 (e road & road north of c/l 1b) | 178
b/e/a/fab/deliver mh #4 rebar (road north of c/l 1a @ ctg) | 178
b/e/a/fab/deliver mh #5 rebar (road east of c/l 1b @ rack) | 178
f/r/p mh #7 (s road & east road) | 178
b/e/a/fab/deliver mh #7 rebar (road east of c/l 1c @ rack) | 178
b/e/a/fab/deliver mh #3 rebar (s road & road east of c/l 1c) | 178
f/r/p mh #10 (road south of c/l 1a @ ctg) | 178
b/e/a/fab/deliver mh #4 rebar (s road & e road) | 178
f/r/p mh #6 (road east of c/l 1c @ rack) | 178
b/e/a/fab/deliver mh #6 rebar (road north of c/l 1b @ ctg) | 178
b/e/a/fab/deliver mh #7 rebar (n. rd at wsac) | 178
b/e/a/fab/deliver mh #2 rebar (s road & road east of c/l 1b) | 178
b/e/a/fab/deliver mh #3 rebar (e road & road north of c/l 1b) | 178
set mh #9 (road east of c/l 1b @ n end) | 178
f/r/p mh #3 (s road & road east of c/l 1c) | 178
f/r/p mh #1 (s road & road east of c/l 1a) | 178
b/e/a/fab/deliver mh #10 rebar (road south of c/l 1a @ctg) | 178
set mh #8 (road east of c/l 1a @ n end) | 178
construction foundation pipe / cable trench 20uqy02 | 177
dirtwork / backfill pipe for d/b - south and west for pipe trenches 1,2, 2a,3,4,8 | 177
backfill for jack and bore pit | 177
ground prep/excav for pipe - trench 12,13 | 177
ground prep/excav for pipe - n. of c/l 1a (including trench 5,7, 5kv vault / mh4/mh8) | 177
work preparation, excavation pipe / cable trench 20uqy01 (to be aligned with clp) | 177
64 - temporary excavation and lateral support (els) works | 177
ground prep/excav for pipe - trench 6 (true east) | 177
construction foundation pipe / cable trench 20uqy03 | 177
outdoor pipe trench - construct pipe trench | 177
construction foundation pipe bridge 20uly01 | 177
centerline 1a excavation between mh 4 and mh 8 (night shift once resumes) | 177
construction foundation pipe / cable trench 20uqy01 | 177
ground prep/excav for pipe - for c/l 1b (trench 9a,9b(10), stg eb, mh3,mh6) | 177
dirtwork / backfill pipe for d/b - c/l 1a (w. rd. to e. rd.) - including trench 5, 7 | 177
excavation/sheeting for jack and bore pit | 177
centerline 1b excavation between mh 5 and mh 9 (night shift) | 177
construction foundation pipe & cable trench 20uqz | 177
excavation for db - w road (including branch lines and 5kv vault) | 177
excavation for db / ug pipe s road (including mh #1,#2,#3 and #7) | 177
excavation/sheeting for jack and bore receiving pit (j.b. #1) | 177
backfill trench 11 | 177
64a - temporary excavation and lateral support (els) works | 177
work preparation, excavation pipe / cable trench 20uqy02 (to be aligned with clp) | 177
ground prep/excav for trench 11(true - north of stg) | 177
bulk excavation | 177
ex / backfill pipe - d/b - trench 12, 13 to control bldg. / tank area | 177
dirtwork / backfill pipe for d/b - c/l 1b (trench 9a, 9b(10), mh #3 to stg eb) | 177
centerline 1a excavation between mh 1 and mh 4 | 177
construction foundation pipe bridge 20uly/umy | 177
ex / backfill pipe / d/b - trench 6 (true east) | 177
backfill for jack and bore receiving pit (j.b. #1) | 177
dig trench | 177
work preparation, excavation pipe / cable trench 20uqy03 (to be aligned with clp) | 177
centerline 1b excavation between mh 2 and mh 5 | 177
work preparation, excavation pipe bridge 20uly/umy | 177
work preparation, excavation pipe bridge 20uly01 | 177
work preparation, excavation pipe & cable trench 20uqz (to be aligned with clp) | 177
installation cems equiptment on stack | 176
pull cable - cems 1b (bypass stack) | 176
cems 1c (bypass stack) loop verfications | 176
install cems 1b cable tray / conduit | 176
install cems 1b instrument tubing / tray | 176
cems 1a (bypass stack) pre-commissioning | 176
cems 1b (bypass stack) loop verification | 176
terminate cems 1c cable | 176
install tubing - cems 1b (bypass stack) | 176
pull cable - cems 1a (bypass stack) | 176
cems 1a pre-commissioning | 176
cems 1a (bypass stack) oem equipment checks | 176
install instruments - cems 1a (bypass stack) | 176
install cems 1a instrument tubing / tray | 176
cems 1b (bypass stack) analyzer calibrations | 176
cems 1c (bypass stack) analyzer calibratuions | 176
cems 1a (bypass stack) analyzer calibrations | 176
cems 1b (bypass stack) pre-commissioning | 176
pull cems 1c cable | 176
install raceway - cems 1b (bypass stack) | 176
pull cems 1a cable | 176
cems 1b pre-commissioning | 176
terminate - cems 1b (bypass stack) | 176
cems 1c (bypass stack) pre-commissioning | 176
install cems 1c cable tray / conduit | 176
terminate cems 1b cable | 176
cems 1a (bypass stack) loop verification | 176
install cems 1c instrument tubing / tray | 176
sample system analyzer calibrations | 176
terminate - cems 1a (bypass stack) | 176
install tubing - cems 1a (bypass stack) | 176
cems 1c (bypass stack) oem equipment checks | 176
install instruments - cems 1b (bypass stack) | 176
install cems 1a cable tray / conduit | 176
pull cems 1b cable | 176
cems 1b (bypass stack) oem equipment checks | 176
terminate cems 1a cable | 176
install raceway - cems 1a (bypass stack) | 176
not applicable - commissioning of tp-m19a | 175
commissioning of tp-i21 | 175
not applicable - commissioning of tp-m24a | 175
commissioning of tp-m14a | 175
commissioning of tp-c8a | 175
commissioning of tp-m9b | 175
commissioning of tp-i5 | 175
commissioning of tp-f2a | 175
commissioning of tp-m7a | 175
commissioning of tp-c6a | 175
commissioning of tp-c10a | 175
commissioning of tp-i17 | 175
commissioning of tp-e6 | 175
not applicable - commissioning of tp-m25a | 175
commissioning of tp-m1b | 175
commissioning of tp-m5b | 175
commissioning of tp-m10a | 175
commissioning of tp-m14b | 175
commissioning of tp-c9a | 175
commissioning of tp-i6 | 175
commissioning of tp-c2a | 175
not applicable - commissioning of tp-m23a | 175
commissioning of tp-i1 | 175
commissioning of tp-m13b | 175
not applicable - commissioning of tp-m20a | 175
commissioning of tp-m2c | 175
commissioning of tp-f1c | 175
commissioning of tp-c3a | 175
commissioning of tp-m15a | 175
commissioning of tp-c5a | 175
commissioning of tp-i2iii | 175
commissioning of tp-m6a | 175
commissioning of tp-i19ii | 175
commissioning of tp-m13a | 175
commissioning of tp-m16a | 175
commissioning of tp-i12 | 175
commissioning of tp-i3 | 175
commissioning of tp-i4 | 175
commissioning of tp-i2ii | 175
commissioning of tp-i2iv | 175
commissioning of tp-c1a | 175
not applicable - commissioning of tp-m21a | 175
commissioning of tp-i2i | 175
commissioning of tp-i10 | 175
commissioning of tp-m6b | 175
commissioning of tp-f1a | 175
commissioning of tp-c4a | 175
commissioning of tp-f1b | 175
commissioning of tp-i13 | 175
not applicable - commissioning of tp-m22a | 175
commissioning of tp-e6ii | 175
commissioning of tp-i22 | 175
commissioning of tp-c7a | 175
commissioning of tp-i20 | 175
commissioning of tp-e2 | 175
commissioning of tp-m8a | 175
commissioning of tp-i18 | 175
commissioning of tp-m7b | 175
commissioning of tp-i16 | 175
commissioning of tp-m5a | 175
commissioning of tp-e5 | 175
commissioning of tp-i19i | 175
commissioning of tp-m28a | 175
commissioning of tp-i23 | 175
commissioning of tp-m1a | 175
h/o to commissioning team - gt tgo | 175
commissioning of tp-i15 | 175
commissioning of tp-e4 | 175
commissioning of tp-m26a | 175
commissioning of tp-m29a | 175
commissioning of tp-m9a | 175
commissioning of tp-m4a | 175
commissioning of tp-e3 | 175
commissioning of tp-m17a | 175
commissioning of tp-m18a | 175
gst system ag p&id - owner review | 174
gst system lb isometric - internal review | 174
gst system ag p&id - revise / check / rfr | 174
gst system lb - isometric back check | 174
gst system lb isometric - revise / check / ifc | 174
gst system lb isometric - incorp stress analysis comments / check / ifr | 174
gst system lb isometric - ifr / ifor | 174
gst system p&id - "red-mark" review | 174
gst system hsb isometric - revise / check / ifc | 174
gst system lb - final stress analysis | 174
gst system lb isometric - route / issue for stress analysis | 174
gst system hsb isometric - route / issue for stress analysis | 174
gst system p&id - "red-mark" | 174
gst system ag p&id - revise/ifc | 174
gst system lb isometric - internal/owner review | 174
gst system hsb isometric - internal review | 174
gst system csb isometric - iffr | 174
gst system p&id - owner approval | 174
gst system hsb isometric - ifr / ifor | 174
gst system p&id - revise / ifc | 174
gst system sb - final stress analysis | 174
gst system ag p&id - internal review | 174
gst system hsb isometric - internal/owner review | 174
gst system p&id - rfr / ifoa | 174
gst system ag p&id - design / check / ifr / ifor | 174
gst system hsb isometric - ifr | 174
gst system sb - prelim stress analysis | 174
gst system lb - prelim stress analysis | 174
install c/l 1a ina [543] rack pipe - sb (night shift) | 173
install c/l 1b ina [543] rack pipe - lb (night shift) | 173
install 1b bfw sb piping [481] (night shift) | 173
install rack sb condensate #1 [471] pipe across c/l 1b (night shift) | 173
install rack sb condensate #1 [471] pipe across c/l 1c (night shift) | 173
install rack lb condensate #1 [471] pipe across c/l 1b (night shift) | 173
install u/g pipe east of c/l 1c (night shift) | 173
install c/l 1b ina [543] rack pipe - sb (night shift) | 173
install 1a nitrogen rack piping [546] | 173
install 1a bfw sb [481] pipe (night shift) | 173
install c/l 1c ina [543] rack pipe - lb (night shift) | 173
install c/l 1c ina [543] rack pipe - sb (night shift) | 173
install c/l 1a ina [543] rack pipe - lb (night shift) | 173
install 1c nitrogen rack piping [546] (night shift) | 173
install 1c bfw [481] a/g pipe lb (night shift) | 173
install 1c bfw [481] pipe sb (night shift) | 173
install rack lb condensate #1 [471] pipe across c/l 1c (night shift) | 173
install 1a bfw lb [481] a/g pipe (night shift) | 173
install rack condensate pipe across c/l 1b sb [471] | 173
install u/g pipe east of c/l 1b (night shift) | 173
install rack lb condensate #1 [471] pipe across c/l 1a (night shift) | 173
install rack sb condensate #1 [471] pipe across c/l 1a (night shift) | 173
install 1b nitrogen rack piping [546] | 173
install rack condensate pipe across c/l 1a lb/sb [471] | 173
install 1b bfw lb [481] a/g pipe (night shift) | 173
install u/g pipe east of c/l 1a (night shift once resumes) | 173
install rack condensate pipe across c/l 1b lb [471] | 173
logistics and customs preparation - insulation material hrsg20 (outlet duct & sealing areas stack) | 172
install hrsg 1c insulation/liners col aa-ag | 172
remaining external insulation for outlet duct hrsg20 | 172
install hrsg 1b inlet duct insulation/liners | 172
remaining external insulation for stack hrsg20 & completion platforms | 172
install hrsg 1a insulation/liners col f-t | 172
install hrsg 1a transition duct insulation/liners | 172
detail design, manufacturing insulation material hrsg20 (pipes, drums, vessels) | 172
insulation - hrsg-b remaining | 172
insulation of stack + complete outlet duct | 172
install hrsg 1b insulation/liners col aa-ag | 172
transport piping material hrsg | 172
install hrsg a insulation/liners between columns ag-f | 172
install hrsg 1c inlet duct insulation/liners | 172
detail design, manufacturing insulation material hrsg20 (outlet duct & sealing areas stack) | 172
transport hrsg remaining material | 172
install hrsg 1b insulation/liners col f-t | 172
logistics and customs preparation - insulation material hrsg20 (pipes, drums, vessels) | 172
install hrsg 1a insulation/liners | 172
install hrsg 1a insulation/liners col aa-ag | 172
transport insulation material hrsg20 (pipes, drums, vessels) | 172
install hrsg 1c insulation/liners | 172
transport insulation material hrsg20 (outlet duct & sealing areas stack) | 172
install hrsg 1b insulation/liners | 172
remaining internal insulation for inlet duct hrsg20 | 172
install hrsg 1b insulation/liners col ag-f | 172
install hrsg 1a inlet duct insulation/liners | 172
insulation - hrsg-a remaining | 172
install hrsg 1b transition duct insulation/liners | 172
f/r/p hrsg 1a elevator foundation (inc. walls) | 171
f/r/p hrsg 1a stair pads | 171
f/r/p hrsg 1c hp blow off tank [180] foundation | 171
f/r/p hrsg 1b hp blow off tank [180] foundation | 171
f/r/p hrsg 1b blow down tank sump [158] | 171
f/r/p hrsg 1b glycol contain tank [193] fdn | 171
f/r/p hrsg 1a blow down tank sump [158] fdn | 171
f/r/p hrsg 1b rh blow off tank [180] foundation | 171
f/r/p hrsg 1a glycol contain tank [193] fdn 1a | 171
f/r/p hrsg 1c trench foundation | 171
f/r/p hrsg 1c blow down tank sump [158] | 171
f/r/p hrsg 1c rh blow down tank [157] foundation | 171
f/r/p hrsg 1c & main stack [150/151] foundation | 171
f/r/p hrsg 1b trench foundation | 171
f/r/p mh #5 (sw corner of hrsg 1a) | 171
f/r/p hrsg 1c misc. foundations | 171
f/r/p hrsg 1b blow down tank sump [158] fdn | 171
f/r/p hrsg 1a trench foundation | 171
f/r/p hrsg 1a misc. foundations | 171
f/r/p hrsg 1b & main stack [150/151] foundation | 171
f/r/p hrsg 1b misc. foundations | 171
f/r/p hrsg 1b glycol contain tank [193] fdn 1b | 171
f/r/p hrsg 1a rh blow off tank [180] foundation | 171
f/r/p hrsg 1a blow down tank sump [158] precast fdn | 171
f/r/p hrsg 1c glycol tank top slap | 171
f/r/p hrsg 1a & main stack [150/151] fdn | 171
f/r/p hrsg 1a glycol drain tank top slab | 171
f/r/p hrsg 1b blow down tank [157] foundation | 171
f/r/p hrsg 1a blow down tank [157] foundation | 171
f/r/p hrsg 1b rh blow down tank [157] foundation | 171
module assembly (with pipes) | 170
detail design mal00y module | 170
detail design upy00y module | 170
manufacturing lac10y module | 170
transport lca50y module | 170
manufacturing umcl1y module pipe rack | 170
detail design / delta engineering modular pipe rack 20umy00y | 170
transport module pxb 20umcl1y | 170
detail design umcl1y module pipe rack | 170
manufacturing pxb00y module | 170
delivery of skid frame steel, piping material umcl1y module pipe rack | 170
delivery of skid frame steel, piping material lca50y module | 170
manufacturing mal00y module | 170
manufacturing / transport pipes for module 20lac10y | 170
transport umcl1y module pipe rack | 170
detail design / delta engineering module 20lac10y | 170
installation water system pipe racks (umcl1y modules) | 170
module assembly (with pipes) 20lac10y | 170
delivery of skid frame steel, piping material pxb00y module | 170
detail design lac10y module | 170
manufacturing umcm1y module pipe rack | 170
manufacturing / transport pipes for module 20uey01/02y | 170
delivery of skid frame steel, piping material upy00y module | 170
delivery of skid frame steel, piping material lac10y module | 170
delivery of skid frame steel, piping material mal00y module | 170
installation aux. system pipe racks (umcm1y modules) | 170
manufacturing umy00y module | 170
detail design lca50y module | 170
detail design umcm1y module pipe rack | 170
transport pxb00y module | 170
manufacturing upy00y module | 170
delivery of skid frame steel, piping material umy00y module | 170
delivery of skid frame steel, piping material umcm1y module pipe rack | 170
transport umcm1y module pipe rack | 170
manufacturing lca50y module | 170
transport lac10y module | 170
detail design / delta engineering modular pipe rack 20uey01/02 | 170
manufacturing / transport pipes for module 20umy00y | 170
detail design pxb00y module | 170
manhole layouts (#6 north of ctg 1b) - prelim | 169
manhole layouts (#10 south of ctg 1a) -final | 169
manhole fndn (#9 south of 5 kv vault) - ifr / ifoa | 169
manhole layouts (#1 well water pumps) - prelim | 169
manhole layouts (#2 tank farm) - internal review | 169
manhole layouts (#4 north of ctg 1a) - internal review | 169
manhole layouts (#9 south of 5 kv vault) - prelim | 169
manhole layouts (#8 north of hrsg 1a) -final | 169
manhole layouts (#9 south of 5 kv vault) - internal review | 169
manhole layouts (#1 well water pumps) - internal review | 169
manhole layouts (#6 north of ctg 1b) -final | 169
manhole layouts (#6 north of ctg 1b) - internal review | 169
stg manhole layouts (#7 north of stg) -final | 169
install manhole curbs | 169
manhole layouts (#4 north of ctg 1a) -final | 169
manhole layouts (#10 south of ctg 1a) - internal review | 169
manhole layouts (#2 tank farm) - prelim | 169
manhole layouts (#5 ammonia) - prelim | 169
manhole layouts (#9 south of 5 kv vault) -final | 169
manhole fndn (#3 north of 5 kv vault) - revise / ifc | 169
manhole layouts (#8 north of hrsg 1a) - internal review | 169
stg manhole layouts(#7 north of stg) - internal review | 169
manhole layouts (#4 north of ctg 1a) - prelim | 169
manhole layouts (#10 south of ctg 1a) - prelim | 169
install manhole #8 | 169
manhole layouts (#3 north of 5 kv vault) - prelim | 169
manhole sizing calcs | 169
manhole layouts (#3 north of 5 kv vault) -final | 169
manhole layouts (#8 north of hrsg 1a) - prelim | 169
manhole layouts (#2 tank farm) -final | 169
manhole layouts (#3 north of 5 kv vault) - internal review | 169
manhole fndn (#3 north of 5 kv vault) - internal review | 169
manhole layouts (#1 well water pumps) -final | 169
manhole fndn (#3 north of 5 kv vault) - ifr / ifoa | 169
manhole fndn (#9 south of 5 kv vault) - revise / ifc | 169
stg manhole layouts (#7 north of stg) - prelim | 169
manhole fndn (#9 south of 5 kv vault) - internal review | 169
manhole layouts (#5 ammonia) -final | 169
manhole layouts (#5 ammonia) - internal review | 169
flow elements - vendor submit drawings (me) | 168
nitro gen - review vendor drawings (el) | 168
condenser - issue vendor for owner approval | 168
condenser- review vendor drawings (st) | 168
nitro gen - review vendor drawings (st) | 168
condensate pumps - issue vendor for owner approval | 168
nitro gen - vendor fab/delivery | 168
nitro gen - review vendor drawings (me) | 168
flow elements - owner review | 168
nitro gen - vendor submit drawings (st) | 168
condenser - vendor submit drawings (st) | 168
nitro gen - owner approval of vendor | 168
condensate pumps - owner approval of vendor | 168
flow elements - review vendor drawings (me) | 168
nitro gen - vendor submit drawings (el) | 168
condenser - review vendor drawings (me) | 168
condenser - vendor submit drawings (me) | 168
instr encl - vendor submit drawings (ic) | 168
flow elements - vendor submit drawings (ic) | 168
condenser - negotiate / award | 168
nitro gen - owner review | 168
instr encl -owner review | 168
flow elements - receive vendor proposals | 168
flow elements - review vendor drawings (ic) | 168
nitro gen - negotiate / award / ifc | 168
instr encl - receive vendor proposals | 168
instr encl - review vendor drawings (ic) | 168
condenser - owner approval of vendor | 168
nitro gen - vendor submit drawings (me) | 168
condenser - receive vendor proposals | 168
instr encl - vendor fab/delivery | 168
nitro gen - review / revise / ifp/ifor | 168
nitro gen - receive vendor proposals | 168
flow elements - vendor fab/delivery | 168
condenser - vendor submit dea drawings | 168
communication tie-ins | 167
controls as-built coordination/project closeout | 167
check of basic design with atkins | 167
143 - master layout plan revision | 167
review of detail design site infrastructure (by siemens) | 167
electrical construction support/rfis | 167
controls construction support/rfis | 167
eg tie-in work coordination | 167
design data sheets l- components | 167
preparation of layout/landscaping plan | 167
project definition / system description for the customer | 167
68 - helpdesk submission of conceptual design | 167
civil as-builts/project closeout | 167
detail design site infrastructure (by subcontractor) | 167
project specific design and interface clarifications | 167
complete initial layout | 167
first route survey by tlga project managers | 167
civil indirect project support activities | 167
electrical indirect project support activities | 167
concept design (part i) plot plan | 167
electrical as-built coordination/project closeout | 167
mechanical construction support/rfis | 167
tlga pm & engineering review route survey and supporting documents / drawings | 167
qja10 / qja20 tie-in work coordination | 167
preparation of layout/landscaping plan - revised/final | 167
project specific adaption of general tccs | 167
142 - master layout plan revision | 167
143b - landscape master plan revision | 167
design data sheets g-components | 167
design data sheets p-components | 167
design data sheets l-components | 167
ghd tie-in work coordination | 167
structural indirect project support activities | 167
structural construction support / rfis | 167
receive final survey | 167
design data sheets g-/mbu20 - components | 167
controls indirect project support activities | 167
142a - landscape master plan revision | 167
structural as-built coordination/project closeout | 167
site establishment - site clearance (incl. fencing, wheel washing facilities and hard standings for area 2c, 4a, 4b & 5) | 167
mechanical indirect project support activities | 167
mechanical as-built coordination/project closeout | 167
civil construction support/rfis | 167
en route clearance issues management (including major civil work requirements) | 167
preliminary layout complete | 167
prefabrication of items for shipment lot 3 | 166
transport for shipment lot 1 | 166
prefabrication of items for shipment lot 2 | 166
logistics and customs preparation offrack / yard lot 7 | 166
prefabrication of items for shipment lot 1 | 166
transport for shipment lot 2 | 166
transport offrack piping lot 6 | 166
transport to prefabrication shop (alloyed material) | 166
transport to prefabrication shop (non-alloyed materials) | 166
transport for shipment lot 3 | 166
unpacking & sorting piping lot 6 | 166
prefabrication on site all systems lot 5 | 166
unpacking & sorting piping lot 4 | 166
prefabrication of offrack piping for shipment lot 5 | 166
prefabrication of offrack piping for shipment lot 4 | 166
logistics and customs preparation offrack / yard lot 6 | 166
transport offrack piping lot 7 | 166
transport offrack piping/ yard lot 5 | 166
prefabrication of offrack piping for shipment lot 6 | 166
unpacking & sorting piping lot 5 | 166
transport offrack piping / yard lot 4 | 166
logistics and customs preparation offrack / yard lot 5 | 166
prefabrication of offrack piping for shipment lot 7 | 166
prefabrication on site all systems - lot 4 | 166
prefabrication of last items for shipment lot 3 | 166
transport to prefabrication shop (grp materials) | 166
logistics and customs preparation offrack / yard lot 4 | 166
(bop) technical clarification mv cables bzk | 165
transport bop i&c cables (lot2) | 165
logistics and customs preparation bop i&c cables (lot2) | 165
transport bop i&c cables (lot1) | 165
detail design / manufacturing/ shop test for bop i&c field devices | 165
detail design / manufacturing/ shop test for bop i&c cables (lot2) | 165
manufacturing, shop test cable support system bzp (bop) | 165
transport to site bop i&c field devices and erection material | 165
(bop) transport mv cables bzk | 165
basic design, specification bop i&c | 165
transport bop i&c field cabinets | 165
detail design / manufacturing/ shop test for bop i&c cables (lot1) | 165
transport to site for bop i&c cables | 165
hw engineering bop i&c | 165
(bop) manufacturing, shop test mv cables bzk | 165
(bop) final check before shipment mv cables bzk | 165
logistics and customs preparation bop i&c field devices | 165
transport bop i&c field devices | 165
bop i&c scope calculation | 165
order of bop i&c cables (preparation rfq/quotation stage) | 165
logistics and customs preparation bop i&c cables (lot1) | 165
detail design, manufacturing, shop test for bop i&c field devices and erection material | 165
detail design, manufacturing, shop test for bop i&c cables | 165
transport to site bop i&c field cabinets | 165
(bop) basic design, specification mv cables bzk | 165
technical clarification bop i&c | 165
logistics and customs preparation bop i&c field cabinets | 165
prepare power island piling submission | 164
power island piling - amendment | 164
piling 1st submission | 164
ba5 & ba8 -type ii amendment (for grout curtain) power island open cut (phase 1,2,3){7c2iii} | 164
ba8 - consent for excav & els plan for power island area (open cut)(phase 3){7c2i} | 164
piling 5th amendment | 164
ba5 & ba8 -type ii amendment power island open cut (phase 1,2,3) {7c2ii} | 164
submission and approval of temporary works for power island area (open cut) {7c2i} | 164
piling 2nd amendment | 164
piling 1st amendment | 164
review and design temporary works for power island area (open cut) {7c2i} | 164
ba5 & ba8 - amendment for excav & els plan for power island area (open cut)(phase 1 & 2){7c2i} | 164
ba8 -consent for power island open cut (phase 4){7c2iii}[withdrawn] | 164
power island piling - consent | 164
power island piling - 1st submission | 164
piling 4th amendment | 164
piling 3rd amendment | 164
transport diffuser mbr | 163
transport turbine exhaust manifold mbr to port of export | 163
install fuel gas silencer steel | 163
transport diffusor 20mbr | 163
exhaust stack - pour pile cap (incl' lift pit no.2) | 163
detail design / manufacturing diffuser mbr | 163
stg gland steam checkout of exhauster fans. | 163
installation of exhaust gas support /steelwork | 163
bd - approval award exhaust diffuser frame 20mbr | 163
set exhaust manifold | 163
final installation of exhaust gas diffuser expansion jt (after final train alignment) | 163
detail design / manufacturing turbine exhaust manifold mbr | 163
transport expansion joint 20mbr | 163
detail design exhaust diffuser frame 20mbr | 163
cold commissioning exhaust diffuser 20mbr | 163
logistics and customs preparation diffuser 20mbr | 163
finish works / insulation/ touch-up diffuser 20mbr | 163
exhaust stack - strike formwork | 163
exhaust stack - further excavation from +4.2 mpd to the required formation level | 163
transport diffuser mbr to port of export | 163
quotation stage diffuser 20mbr | 163
detail design / manufacturing diffuser 20mbr | 163
connect exhaust gas line to exhaust gas diffuser | 163
electrical installation of exhaust gas system diffuser 20mbr | 163
transport turbine exhaust manifold mbr | 163
installation of exhaust gas system diffuser casing & transition piece | 163
exhaust stack - erect side formwork | 163
bd - submission & approval - exhaust diffuser frame 20mbr | 163
checkout of exhauster fans | 163
condenser tube cleaning checkout (612) | 162
grout & align ball tube cleaning system equipment skids | 162
3d model setup & cleaning | 162
condenser tube cleaning system turnover walk with pgn | 162
condenser tube cleaning pre-commission and restoration walk | 162
condenser ball cleaner - owner approval of vendor | 162
model duplication process | 162
condenser tube cleaning notification of turnover walk to pgn | 162
install tubing - ball cleaning system | 162
quotation stage condenser tube cleaning system pah | 162
transport to skidder condenser tube cleaning system (ball strainer) 20pah | 162
detail design condenser tube cleaning system 20pah | 162
install instruments - ball cleaning system | 162
initial equipment modeling / scrub | 162
condenser tube cleaning pre-commissioning | 162
preparation room model | 162
logistics and customs preparation condenser tube cleaning system 20pah (ball strainer) | 162
install raceway - ball cleaning system | 162
condenser ball cleaner - review vendor drawings (me) | 162
pull cable - ball cleaning system | 162
condenser tube cleaning complete turnover package | 162
itp for - (10pah) condenser tube cleaning system | 162
transport to site condenser tube cleaning system (remaining system) 20pah | 162
condenser tube cleaning turnover system | 162
condenser ball cleaner - negotiate / award | 162
transport condenser tube cleaning system pah | 162
condenser ball cleaner - receive vendor proposals | 162
condenser ball cleaner - prelim /ifr | 162
condenser ball cleaner - technical bid analysis | 162
logistics and customs preparation condenser tube cleaning system 20pah (remaining system) | 162
e- and i&c-erection condenser tube cleaning system 20pah | 162
condenser tube cleaning construction completion walk | 162
condenser ball cleaner - review / revise / ifp/ ifor | 162
condenser ball cleaner - owner review | 162
electrical model duplication scrub & prep | 162
manufacturing & shop test condenser tube cleaning system 20pah | 162
terminate - ball cleaning system | 162
erection condenser tube cleaning system 20pah | 162
quotation stage condenser tube cleaning system 20pah | 162
set ball tube cleaning system equipment skids | 162
condenser ball cleaner - vendor submit drawings (me) | 162
detail design, manufacturing condenser tube cleaning system pah | 162
interconnecting i&c cabling to existing dcs in 00uca (d1) - 20uba90xx to uca(c) / d1 | 161
cabling (lats) st 20 | 161
cabling from 20uba (10x) to 20uba8110/20 and urd | 161
cabling from 10uba (switchgear) building to ubx/ube/ubf (transformers) | 161
cabling street area | 161
cabling lv /mv cables gt internal / to auxiliaries 20umc | 161
cabling (e and i&c cables) gt20 | 161
cabling to gt from 20uba7x | 161
cabling to generator 20mka | 161
cabling mv coupling 20bba - 90bba & 20bbb - 90bbb | 161
cabling (lats) generator 20 | 161
cabling to oil module | 161
cabling from 10uba building to uca / uyc | 161
cabling gt to emergency diesel | 161
cabling from 20uba (10x) to 20ubn | 161
cabling gis to d2 | 161
cabling between 10uba building | 161
interconnecting i&c cabling to existing dcs in 00uca (d1) -d2 to d1 control room | 161
cabling ula internal to 20uba1110/20 | 161
cabling 10uba building to usg | 161
cabling to 20uba1110/20 and ula from external | 161
cabling from 20uba (10x) to 01uba9010/20 | 161
cabling from 10uba building to usa01-03 | 161
cabling 10uba building to 00ugd/uga/ugc | 161
interconnecting cabling with d1 (lbg/ldk) | 161
cabling generator internal / gen. auxiliaries | 161
install cabling | 161
cabling gt lats gt20 | 161
cabling 10uba (switchgear) building to 10uen (gas filter/preheating) | 161
cabling 20uba (10x) to 20uen and dosing | 161
cabling 20umc st to ldk | 161
cabling from 10uba (switchgear) building to 10ubn diesel generator | 161
10bba06 - feeder 2: mv + control cable conn. d1 station from 10bba06 to d2 station 90bbb01 installed on cable tray | 161
cabling 20umc to uba7x | 161
cabling (e and i&c cables) generator 20 | 161
10bba05 - feeder 1: mv + control cable conn. d1 station from 10bba05 to d2 station 90bba01 installed on cable tray | 161
cabling st/st auxiliaries | 161
10bba06 - feeder 2: mv + control cable conn. c station / d1 station to be removed from cable tray | 161
cabling modules in umc building | 161
cabling works 20uba (10x) to 20umx02/01uen | 161
cabling from 10uba building to uaa | 161
cabling to st from 20uba7x | 161
10bba05 - feeder 1: mv + control cable conn. c station / d1 station to be removed from cable tray | 161
cabling 10uba building to uel/ueh/uej | 161
cabling from 10uba building to ust | 161
cabling from 00uca to d2 station | 161
commissioning cathodic protection for pac & electrical modules | 160
install area cathodic protection | 160
concept review by clp / negotiation / award cathodic protection 20ura xx | 160
logistics and customs preparation cathodic protection 20pur | 160
install cathodic protection - ctg 1b | 160
install cathodic protection - hrsg 1b | 160
construction foundation bay2b- installation of cathodic protection | 160
electrical erection cathodic protection pac & electrical modules | 160
install cathodic protection - 5kv to mh#3 | 160
cathodic protection resolve work remaining list | 160
client review detail design substructure and cathodic protection-20ura/urd | 160
install cathodic protection - condenser to mh#3 | 160
install cathodic protection - hrsg 1a | 160
install cathodic protection - fuel oil tank area | 160
cathodic protection construction completion walk | 160
install cathodic protection - control/admin/demin area | 160
install cathodic protection - stg elec bldg area | 160
construction foundation bay2- installation of cathodic protection | 160
install cathodic protection - condenser to intake | 160
install cathodic protection - ctg 1a | 160
cathodic protection - issue yp ifr to corpro | 160
cathodic protection - vendor fab/delivery | 160
cathodic protection - vendor submit prelim design | 160
install cathodic protection east of c/l 1c | 160
install wsac area cathodic protection | 160
anode installation | 160
install cathodic protection under north road | 160
install condensate system cathodic protection | 160
detail design / manufacturing cathodic protection 20pur | 160
quotation stage cathodic protection 20pur | 160
cathodic protection - owner review | 160
construction foundation bay1- installation of cathodic protection | 160
cathodic protection complete turnover package | 160
construction foundation bay2a- installation of cathodic protection | 160
commissioning cathodic protection for cooling tower 20pur | 160
install cathodic protection - wsac area | 160
commissioning cathodic protection for condenser | 160
cathodic protection - ifoa | 160
procurement and shipping cathodic protection substructure-20ura/urd | 160
transport cathodic protection 20pur | 160
cathodic protection - prepare spec / ifr/ifor | 160
install cathodic protection - stg area | 160
install cathodic protection - header e. rd. to admin area | 160
procurement and shipping cathodic protection superstructure-20ura/urd | 160
install cathodic protection under east road | 160
install cathodic protection - north of c/l 1a (w. rd. to e. rd.) | 160
electrical - install cathodic protection anodes in condenser water box | 160
cathodic protection turnover system | 160
install cathodic protection - north of c/l 1b (mh #3 to stg eb) | 160
install cathodic protection | 160
client review detail design superstructure and cathodic protection-20ura/urd | 160
cathodic protection - negotiate / award / ifc | 160
preparation rfq cathodic protection 20pur | 160
install cathodic protection - ammonia area | 160
install filter press area cathodic protection | 160
install cathodic protection - 5kv to ammonia area | 160
cathodic protection - internal/owner review / revise | 160
cathodic protection - ifc | 160
dpt /zone b (middle section) - grouting to the western side of double pipe trench | 159
dpt/ zone b south (i.e. zone a interface) - open cut excavation | 159
dpt /zone c (northern section) - excavation to 0.5m below 1st layer struts | 159
dpt /zone a (southern section) - testing to cooling water pipe (tbc) | 159
dpt /zone c (northern section) - pipe piles adjoining shaft f (13 nos) | 159
dpt /seal pit - construct balance of structure in shaft f / zone c | 159
dpt/ zone b north (i.e. kss crane access) - open cut excavation | 159
dpt/ zone b central - base slab | 159
dpt /zone c (northern section) - trim top 2m pipe piles | 159
dpt /zone b (middle section) - testing to cooling water pipe (tbc) | 159
dpt /zone c (northern section) - remaining eastern pipe pile (60 nos) | 159
dpt /seal pit - abwf | 159
dpt /zone c (northern section) - testing to cooling water pipe | 159
dpt /zone a (southern section) - install cooling water pipe (39 nos.) | 159
dpt/ zone b south (i.e. zone a interface) - cw pipe installation | 159
dpt/ zone b north (i.e. kss crane access) - concrete surround & backfill | 159
dpt/ zone b north (i.e. kss interface) - concrete surround & backfill | 159
dpt /zone c (northern section) - break shaft f pipe pile wall at the supply pipeline interface | 159
dpt /seal pit - connect cw pipes to the discharge line at zone c | 159
dpt /zone a (southern section) - trim down sheet pile 2m | 159
dpt /seal pit - stitch connection of seal pit between shaft f and zone c | 159
dpt/ zone b south (i.e. zone a interface) - base slab | 159
dpt /zone c (northern section) - remaining western pipe pile (50 nos) | 159
dpt /zone c (northern section) - connect cw supply pipeline to shaft f | 159
dpt /zone c (northern section) - excavation to formation level | 159
dpt/ zone b central - concrete surround & backfill | 159
dpt /zone a (southern section) - sheet piling | 159
dpt /zone a (southern section) - excavate to final excavation level -1.4 mpd | 159
dpt/ zone b south (i.e. zone a interface) - concrete surround & backfill | 159
event 017s - sea bank road (zone c) - advanced precautionary grouting inside creast wall | 159
dpt /zone c (northern section) - excavation to 0.5m below 2nd layer struts | 159
dpt /zone a (southern section) - cast base slab | 159
dpt/ zone b central - cw pipe installation | 159
dpt /zone b (middle section) - grouting to the eastern side of double pipe trench | 159
dpt/ zone b north (i.e. kss interface) - open cut excavation | 159
dpt/ zone b north (i.e. kss crane access) - base slab | 159
dpt /zone c (northern section) - grout curtain west | 159
event 017s - sea bank road (zone a and zone b excl' 1800 culvert) - advanced precautionary grouting | 159
dpt/ zone b central - open cut excavation | 159
event 017s - sea bank road (zone c) - advanced precautionary grouting outside creast wall | 159
dpt /zone a (southern section) - pre-boring for sheet pile wall | 159
dpt/ zone b north (i.e. kss interface) - cw pipe installation | 159
dpt /seal pit - construct parts of structure within zone c | 159
dpt /seal pit - building services installation | 159
dpt /zone a (southern section) - concrete surround | 159
dpt /zone c (northern section) - install cooling water pipe | 159
dpt/ zone b north (i.e. kss interface) - base slab | 159
dpt/ zone b north (i.e. kss crane access) - cw pipe installation | 159
dpt /zone c (northern section) - grout curtain east | 159
bd - consent letter - design 20uqy01 | 158
bd - consent letter - design 20uqy02 | 158
bd - consent letter - detail design concrete 20utg02 | 158
bd - consent letter platform design 20uen | 158
bd - consent letter detail design concrete 20uey03-05 | 158
bd - consent letter - design uby03 | 158
bd - consent letter design 20ube/ubf | 158
bd - consent letter detail design concrete 20uey01 | 158
bd - consent letter - design 20ubx/20ubg03 | 158
bd - consent letter - design 20ubd03/04 | 158
bd - consent letter - design 20uba8110/20 | 158
bd - consent letter - design 01uba9010/20 | 158
bd - consent letter detail design concrete 20ula | 158
bd - consent letter - design 20ubz04 | 158
bd - consent letter - design 20ubz02 | 158
bd - consent letter detail design concrete 20uen | 158
bd - consent letter detail design concrete - preliminary 20umc | 158
bd - consent letter - detail design concrete 20utg03 | 158
bd - consent letter - detail design concrete 20utg06 | 158
bd - consent letter - design uby01 | 158
bd - consent letter - detail design concrete 20uhx | 158
bd - consent letter - design uba7xxx | 158
bd - consent letter detail design concrete 20ula-x | 158
bd - consent letter - design 20uqz | 158
bd - consent letter - detail design concrete 20utg01 | 158
bd - consent letter - detail design concrete 20utg04 | 158
bd - consent letter - design 20uly/umy | 158
bd - consent letter hrsg blowdown pit design 20uhw | 158
bd - consent letter detail design concrete 20uey02 | 158
bd - consent letter - design preliminary 20ubn | 158
bd - consent letter detail design concrete 20upy | 158
bd - consent letter - detail design concrete 20utg05 | 158
bd - consent letter hrsg detail design concrete 20uha | 158
bd - consent letter - detail design concrete 20utg07 | 158
bd - consent letter detail design concrete 20ugu02 | 158
bd - consent letter - 20ubh02 | 158
bd - consent letter - design 20ulz02 (clp scope) | 158
bd - approval letter - detail design concrete 20usx | 158
bd - consent letter - 20ubh01 | 158
bd - consent letter - detail design concrete 20uqx | 158
bd - consent letter - design uby04/05 | 158
bd - consent letter detail design concrete 01uen | 158
bd - consent letter detail design concrete 20uex01 | 158
bd - consent letter design 20ubg01/02 | 158
bd - consent letter - design 20uqy03 | 158
bd - consent letter detail design concrete 20urd xx | 158
bd - consent letter - design uby02 | 158
bd - consent letter - design 20ubz01 | 158
bd - consent letter - design 20ubd01/02 | 158
bd - consent letter - design 20uvm01 | 158
bd - consent letter - design uba7910/7920 | 158
bd - consent letter - design 20uez02 (clp scope) | 158
bd - consent letter - design 20uly01 | 158
bd - consent letter detail design concrete 20umx02 | 158
bd - consent letter - detail design concrete 20umx | 158
bd - consent letter - design 20ubz05 | 158
bd - consent letter hrsg detail design concrete 20uha-x | 158
bd - consent letter - design 20uba1110/20 | 158
construction ldk pit - base slab(lvl +0.65m)-formwork erection&installation of cast-in elements | 157
construction ldk trench - ldk trench walls-curing | 157
construction cep pit - screen wall 02&05&06&07-concrete pour | 157
construction ldk pit - screen wall s1(lvl +2.65m)-formworks erection | 157
construction ldk pit - base slab(lvl +0.65m)-concrete pour | 157
construction ldk pit - screen wall s2(lvl +4.65m)-curing | 157
bd - submission & approval - detail design concrete - hrsg blowdown pit design 20uhw | 157
construction ldk pit - sheet pile cutting | 157
construction ldk pit - base slab(lvl +0.65m)-damp proofing | 157
construction cep pit - base slab s2(lvl +2.40m)-formwork erection&installation of cast-in elements | 157
construction cep pit - base slab s2(lvl +2.40m)-damp proofing | 157
construction ldk pit - screen wall s2(lvl +4.65m)-dampproofing | 157
construction cep pit - screen wall 05&07-scaffold erection | 157
construction ldk trench - ldk trench slab-concrete pour | 157
construction cep pit - screen wall 02&05&06&07-dismantle formworks | 157
construction cep pit - base slab s1(lvl +1.80m)-damp proofing | 157
bd - submission & approval - detail design concrete - cep/ldk - pit 20umc | 157
construction cep pit - screen wall 03-dismantling formworks | 157
construction ldk pit - screen wall s2(lvl +4.65m)-formwork | 157
construction cep pit - screen wall 02&05&06&07-formwork erection | 157
client - review - detail design concrete - drainage pit 20ugu02 | 157
construction ldk trench - ldk trench walls-formwork | 157
construction cep pit - screen wall 03-damp proofing | 157
construction ldk trench - ldk trench slab-blinding | 157
construction cep pit - top slab(lvl +5.15m)-cocnrete pour | 157
client - review - concrete superstructure cathodic protection 20ura-to be used/cancel xx | 157
construction ldk trench - ldk trench slab-excavation | 157
construction ldk pit - excavation around pit +350mpd | 157
construction ldk trench - ldk trench slab-rebarworks | 157
detail design concrete structure cep/ldk pit 20umc | 157
bd - consent letter detail design concrete cep/ldk pit 20umc | 157
client - review - detail design concrete - hrsg blowdown pit 20uhw | 157
construction foundation bay2a- apply damproofing | 157
construction ldk trench - ldk trench walls-concrete ppuring | 157
construction cep pit - base slab s2(lvl +2.40m)-curing | 157
construction cep pit - base slab s2(lvl +2.40m)-concrete pour | 157
construction ldk pit - screen wall s2(lvl +4.65m)-dismatle formwork | 157
construction ldk pit - screen wall s2(lvl +4.65m)-concrete pour | 157
construction cep pit - base slab s1(lvl +1.80m)- dismantling wailing&struts | 157
construction cep pit - screen wall 03-formwork | 157
construction ldk pit - screen wall s1(lvl +2.65m)-cocnrete pour | 157
construction cep pit - base slab s1(lvl +1.80m)-concrete pour | 157
construction cep pit - base slab s1(lvl +1.80m)-formwork erection&installation of cast-in elements | 157
work preparation cep/ldk pit 20umc | 157
construction ldk trench - ldk trench slab-formwork erection | 157
basic design cep/ldk pit 20umc | 157
construction foundation bay2b- apply damproofing | 157
construction cep pit - screen wall 03-curing | 157
(rfe construction ldk pit | 157
(rfe) construction cep pit | 157
construction ldk pit - screen wall s1(lvl +2.65m)-damp proofing | 157
construction cep pit - screen wall 05&07-vertical blinding (lvl +5.475m)-dismantling formworks | 157
construction cep pit - top slab(lvl +5.15m)-damp proofing | 157
construction cep pit - top slab(lvl +5.15m)-excavation&compaction | 157
construction cep pit - screen wall 03-concrete pour | 157
client - review - detail design concrete - pump pit 20ugu01 | 157
construction ldk pit - screen wall s1(lvl +2.65m)-curing | 157
construction ldk trench - ldk trench walls-rebarworks | 157
construction cep pit - screen wall 02&05&06&07-curing | 157
client - review - detail design concrete - cep/ldk - pit 20umc | 157
construction foundation bay2- apply damproofing | 157
construction cep pit - top slab(lvl +5.15m)-formwork erection | 157
construction cep pit - base slab s2(lvl +2.40m)-dismantle formworks | 157
construction ldk pit - dismatle of waling&struts | 157
client - review - detail design concrete superstructure 20ura-to be used/cancel xx | 157
construction cep pit - screen wall 05-sheet pile cutting | 157
construction cep pit - screen wall 05&07-vertical blinding (lvl +5.475m)-damp proofing | 157
construction foundation bay1- apply damproofing | 157
construction cep pit - screen wall 03-backfilling | 157
construction ldk trench - ldk trench walls-formwork removal | 157
pull cable - common chemical feed | 156
terminate - hrsg 1a chemical feed | 156
common chemical feed pre-commissioning | 156
common chemical feed test system | 156
hrsg chemical feed 1a loop verfication | 156
install hrsg chemical feed 1c tubing | 156
pull hrsg chemical feed 1a cable | 156
wsac chem feed construction completion walk | 156
install mep cycle chemical feed building | 156
hrsg chemical feed 1b turnover system | 156
hrsg chemical feed 1a i&c calibration checks | 156
pull cable - chemical feed | 156
hrsg chemical feed 1b i&c calibration checks | 156
cooling tower chem feed complete turnover package | 156
wsac chem feed pre-commission and restoration walk | 156
hrsg chemical feed 1c complete turnover package | 156
hrsg chemical feed 1b pre-commissioning | 156
common chemical feed pre-commission and restoration walk | 156
common chemical feed turnover system | 156
cooling tower chem feed pre-commissioning | 156
hrsg chemical feed 1a construction completion walk | 156
hrsg chemical feed 1a complete turnover package | 156
circulating water chemical feed construction completion walk | 156
pull cable - circulating water chemical feed | 156
terminate hrsg chemical feed 1b cable | 156
pull cable - hrsg 1b chemical feed | 156
hrsg chemical feed 1b construction completion walk | 156
install tubing - hrsg 1a chemical feed | 156
cooling tower chem feed construction completion walk | 156
terminate - common chemical feed | 156
hrsg chemical feed 1c test system | 156
install tubing - wsac chemical feed | 156
install cooling tower chem feed tubing | 156
hrsg chemical feed 1a test system | 156
install tubing - common chemical feed | 156
hrsg chemical feed 1b test system | 156
hrsg chemical feed 1c loop verfication | 156
common chemical feed resolve work remaining list | 156
cooling tower chem feed notification of turnover walk to pgn | 156
common chemical feed loop verfication | 156
terminate hrsg chemical feed 1a cable | 156
hrsg chemical feed 1b complete turnover package | 156
hrsg chemical feed 1b loop verfication | 156
install c/l 1c cycle chemical feed equip skid [143] | 156
install tubing - hrsg 1b chemical feed | 156
hrsg chemical feed 1b pre-commission and restoration walk | 156
wsac chem feed pre-commissioning | 156
install instruments - common chemical feed | 156
circulating water chemical feed resolve work remaining list | 156
install hrsg chemical feed 1a tubing | 156
cooling tower chem feed pre-commission and restoration walk | 156
install hrsg chemical feed 1b tubing | 156
pull cooling tower chem feed cable | 156
hrsg chemical feed 1c construction completion walk | 156
delivery of cycle chemical feed enclosure | 156
install cooling tower chem feed instruments | 156
install common chemical feed tubing | 156
cooling tower chem feed turnover system | 156
common chemical feed complete turnover package | 156
erect hrsg 1c cycle chemical feed [143] enclosure | 156
cooling tower chem feed system turnover walk with pgn | 156
terminate - circulating water chemical feed | 156
common chemical feed i&c calibration checks | 156
terminate cooling tower chem feed cable | 156
hrsg chemical feed 1c i&c calibration checks | 156
terminate common chemical feed cable | 156
hrsg chemical feed 1a pre-commissioning | 156
install instruments - circulating water chemical feed | 156
pull common chemical feed cable | 156
terminate - hrsg 1b chemical feed | 156
hrsg chemical feed 1c pre-commission and restoration walk | 156
hrsg chemical feed 1c pre-commissioning | 156
hrsg chemical feed 1c turnover system | 156
pull cable - hrsg 1a chemical feed | 156
install cycle chemical feed [143] building | 156
common chemical feed construction completion walk | 156
terminate - chemical feed | 156
pull hrsg chemical feed 1b cable | 156
hrsg chemical feed 1a turnover system | 156
hrsg chemical feed 1a pre-commission and restoration walk | 156
terminate hrsg chemical feed 1c cable | 156
erection gas supply bottles for co2 | 155
carbon dioxide & hydrogen resolve p1 items | 155
hydrogen & co2 construction completion walk | 155
preparation rfq central gas supply (h2,co2) qj_ | 155
co2 dump test ct-1b, | 155
hydrogen & co2 turnover system | 155
detail design, manufacturing, shop test central gas supply (h2,co2) qj_ | 155
quotation stage central gas supply (h2,co2) qj_ | 155
turnover st generator at the end of the outage & establish hydrogen environment | 155
erection gas supply bottles for h2 | 155
install stg compressed gas - h2 & co2 [547] a/g pipe | 155
co2 dump test 1a | 155
transport central gas supply (h2,co2) qj_ | 155
logistics and customs preparation - central gas supply (h2,co2) qj_ | 155
commission hydrogen system - complete checkout | 155
hydrogen & co2 receive hydrogen | 155
install stg compressed gas system co2 & h2 | 155
preparation and system line up for co2 purging | 155
co2 dump test 1b | 155
hydrogen & co2 pressure test all tubing & fittings | 155
carbon dioxide & hydrogen resolve work remaining list | 155
co2 dump test ctg 1a, | 155
carbon dioxide & hydrogen construction completion walk | 155
co2 piping installation | 155
co2 dump test 1c | 155
hydrogen & co2 complete turnover package | 155
basic design, specification central gas supply (h2,co2) qj_ | 155
commission hydrogen system - receive co2 & hydrogen | 155
fill generator with hydrogen | 155
scr load testing | 154
logistics and customs preparation ccr furniture and hmi equipment | 154
hot start / load / scr system testing / shutdown | 154
design, manufacturing, shop test scr unit | 154
load bank testing (see transmission sch) | 154
install load bank & verify protection on ssts | 154
detail design, manufacturing/ shop test for ccr hmi equipment | 154
design, manufacturing, shop test scr skid hsj/hsk | 154
signal checks oil analyzer (dga) | 154
detail design / manufacturing/ shop test ccr furniture and hmi equipment | 154
automatic hot start on the fly and verification of scr system | 154
scr testing | 154
transport scr catalyst | 154
unit start -up verification on fuel gas operation incl initial testing of scr system | 154
scr rtr phase 3 - handover tp cpl - section 6 part 2 | 154
transport ccr furniture and hmi equipment | 154
dga signal exchange ccr-ldc | 154
preparation installation scr skid hsj/hsk | 154
transport to site ccr hmi equipment | 154
transport scr catalyst modules | 154
load / scr load testing | 154
logistics and customs preparation - scr skid hsj/hsk | 154
transport scr skid hsj/hsk | 154
logistics and customs preparation - scr catalyst modules | 154
structural - install scr and co catalysts | 154
scr rtr phase 3 | 154
scr testing - rtr phase 1 | 154
scr rtr phase 2 | 154
restart of unit - start scr rtr - phase 2 | 154
signal exchange scb | 154
transport receiver tanks sca | 154
transport scr unit | 154
basic design scr skid hsj/hsk | 154
design, manufacturing, shop test scr equipment hsj/hsk | 154
receive owner approval for admin/warehouse bldg | 153
prepare warehouse demolition and a&a works amendment | 153
issue bldg layout to owner admin/warehouse bldg | 153
warehouse demolition and a&a works (gbp & structural) - 1st submission | 153
admin/warehouse bldg - review owner comments / revise / ifp | 153
admin/warehouse bldg - revise / ifp / ifor | 153
admin/warehouse bldg - owner review | 153
admin/warehouse bldg - technical bid analysis | 153
admin/warehouse bldg - revise / ifp rev c | 153
admin/warehouse bldg -receive vendor proposals | 153
warehouse demolition and a&a works (structural)- amendment submission | 153
admin/warehouse bldg - prepare spec / ifr/ifor | 153
prepare warehouse demolition and a&a works | 153
warehouse demolition and a&a works (gbp) - amendment submission | 153
admin/warehouse bldg - internal/owner review / revise | 153
erect admin building warehouse | 153
admin/warehouse bldg - vendor mobilization | 153
admin/warehouse bldg - negotiate / award / ifc | 153
warehouse demolition works | 153
warehouse demolition and a&a works - consent | 153
admin/warehouse bldg - ifc | 153
design,prefabrication, transport kks plant labelling | 152
erection kks plant labelling (required for back energising) | 152
hold point-ensure air permit received prior to start of aux boiler | 152
loto on plant systems | 152
terminate - plant lighting | 152
plant lightning protection turnover system | 152
install raceway - plant lighting | 152
plant lightning protection construction completion walk | 152
quotation stage kks plant labelling | 152
plant lightning protection pre-commission and restoration walk | 152
plant lighting protection checkout (603) | 152
plant wide extinguishers | 152
plant lightning protection notification of turnover walk to pgn | 152
tune plant systems | 152
mobilize batch plant | 152
hold point-notify state prior to start of aux boiler | 152
aux circulatin water pump sizing calculation | 152
hold point-ensure air permit received prior to operation diesel fire pump | 152
plant lighting turnover system | 152
plant lightning protection system turnover walk with pgn | 152
est plant full load (stg cold roll) | 152
plant lightning protection pre-commissioning | 152
plant communications system walk with pgn | 152
review client kks plant labelling | 152
secure plant for outage (plant cool down) | 152
erection kks plant labelling (required for 1st fire) | 152
plant lighting construction completion walk | 152
install plant lightning protection | 152
aux power study | 152
plant lighting system walk with pgn | 152
grout aux equipment | 152
pull cable - plant lighting | 152
plant communications construction completion walk | 152
hold point-notify state prior to operation diesel fire pump | 152
install plant lighting | 152
aux circ water pump place in service | 152
plant lightning protection complete turnover package | 152
baseload plant (min 36 hrs) | 152
erection kks plant labelling (required for rem. plant) | 152
baseload plant (min 24 hrs) | 152
f/r/p demin water pump [030] foundations | 151
f/r/p stg pipe rack, gantry crane and lube oil [083] foundations | 151
f/r/p intake strucutre wall #1 el. 482.50 | 151
f/r/p fuel oil storage tank 1b [042] ring wall | 151
f/r/p demin water tank "a" [032] ring wall | 151
f/r/p c/l 1b pipe rack [083] foundations (night shift) | 151
f/r/p trans area s/yard elect enclosure [810] foundations | 151
f/r/p oil / water separator foundation | 151
f/r/p fuel oil area pipe support foundations | 151
f/r/p discharge structure wall #1 | 151
f/r/p c/l 1a finger rack [083] foundations (night shift) | 151
f/r/p fuel oil storage tank 1a [042] ring wall | 151
install wet surface air cooler [013] | 151
f/r/p stg electrical building [071] foundation floor decking | 151
f/r/p stg pipe rack [083] foundations | 151
f/r/p ctg 1a air inlet filter [105] foundation | 151
f/r/p wet surface air cooler [013] foundation | 151
f/r/p discharge structure wall #3 | 151
f/r/p discharge structure baffle wall | 151
f/r/p filter press area sludge thickener [630] foundation | 151
f/r/p non seg bus duct foundation | 151
f/r/p stg lube oil module [057] foundation | 151
f/r/p 5kv electrical building [131] foundation floor decking | 151
strip intake structure wall #1 | 151
f/r/p demin area pipe support foundations | 151
f/r/p hrsg 1c finger rack [083] foundations (night shift) | 151
f/r/p stg electrical building floor | 151
f/r/p walls at intake | 151
f/r/p c/l 1b main pipe rack [083] foundations | 151
f/r/p fuel oil forwarding pump [041] foundations | 151
f/r/p 5kv switchgear building floor | 151
f/r/p stg fire protection valve house [076] foundation | 151
f/r/p demin water tank "b" [032] ring wall | 151
f/r/p demin area sample panel foundation [032] | 151
f/r/p c/l 1b finger rack [083] foundations (night shift) | 151
f/r/p c/l 1a finger rack [083] foundations | 151
f/r/p apron walls at discharge | 151
f/r/p intake structure wall #2 | 151
f/r/p ctg 1b air inlet filter [105] foundation | 151
f/r/p 5kv electrical building hvac foundation | 151
f/r/p stg sample panel [075] foundation | 151
f/r/p stg electrical building hvac fdn | 151
f/r/p discharge structure wall #2 | 151
f/r/p circ water pipe support foundations | 151
f/r/p stg electrical building [071] foundation | 151
f/r/p admin building hvac foundation | 151
f/r/p wet surface air cooler walls & shoring | 151
f/r/p fuel oil forwarding pump foundation - slab 2 | 151
f/r/p make-up water enclosure [826] foundation | 151
f/r/p oil/water separator [025] foundation | 151
strip intake structure wall #2 | 151
f/r/p ctg 1c air inlet filter [105] foundation | 151
f/r/p c/l 1b finger rack [083] foundations | 151
f/r/p fuel oil storage tank [042] ring wall [includes fuel oil storage pdc #tc83 (516)] | 151
f/r/p walls at discharge | 151
f/r/p 5kv switchgear building [131] foundation | 151
f/r/p fuel gas silencer foundations (1, 2 and 3) | 151
strip intake structure wall #3 | 151
f/r/p c/l 1c pipe rack [083] foundations | 151
f/r/p filter press enclosure [659] foundation | 151
f/r/p intake structure wall #3 | 151
f/r/p c/l 1a pipe rack [083] foundations (night shift) | 151
terminate - closed cooling water #2 | 150
closed cooling water loop verfications | 150
closed cooling water - wsac pre-commissioning | 150
closed cooling water - wsac notification of turnover walk to pgn | 150
closed cooling water - wsac pre-commission and restoration walk | 150
closed cooling water - wsac turnover system | 150
pull cable - closed cooling water | 150
set wsac closed cooling water pumps [058] | 150
closed cooling water fill and run system | 150
terminate closed cooling water - wsac cable | 150
closed cooling water #1 - wsac system turnover walk with pgn | 150
install tubing - closed cooling water | 150
install cooling water piperack (upy00y module) | 150
closed cooling water glycol fill and run system | 150
install closed cooling water - wsac cable tray / conduit | 150
pull closed cooling water - wsac cable | 150
install tubing - closed cooling water #2 | 150
closed cooling water #1 - wsac pre-commissioning | 150
closed cooling water install jumpers for flush | 150
paint - close cooling water | 150
closed cooling water #1 - wsac notification of turnover walk to pgn | 150
closed cooling water drain & restore piping | 150
install instruments - closed cooling water | 150
filling of cooling water system pab | 150
install instruments - closed cooling water #2 | 150
terminate - closed cooling water | 150
grout & align wsac closed cooling water pumps [058] | 150
paint - closed cooling water ctg b | 150
install closed cooling water - wsac tubing | 150
closed cooling water - wsac system turnover walk with pgn | 150
closed cooling water - wsac complete turnover package | 150
closed cooling water foundation - revise / ifc | 150
closed cooling water wsac loop verfications | 150
install raceway - closed cooling water #2 | 150
filling of cooling water basin | 150
closed cooling water fill system & passivate piping | 150
closed cooling water foundation - ifr / ifoa | 150
closed cooling water #1 - wsac turnover system | 150
install closed cooling/service water pump module (pxb00y) | 150
install raceway - closed cooling water | 150
closed cooling water #1 - wsac pre-commission and restoration walk | 150
closed cooling water drain system & refill with demin | 150
close cooling water structure - construct foundation and plinths | 150
install closed cooling water - wsac instruments | 150
closed cooling water foundation - owner approval | 150
closed cooling water fill system | 150
closed cooling water foundation - internal review | 150
closed cooling water flush system | 150
install wsac closed cooling water pumps [058] | 150
wsac spray pumps & fan commissioning | 150
paint - closed cooling water ctg a | 150
pull cable - closed cooling water #2 | 150
closed cooling water #1 - wsac complete turnover package | 150
stw system p&id - internal review | 149
axs system p&id - "red-mark" review | 149
cmg system ug p&id - internal review | 149
ina system ag & ug p&id - internal review | 149
chw system ug p&id - internal review | 149
lps system ag p&id - owner review | 149
aqa system ag & ug p&id - owner review | 149
smp system ag p&id - owner review | 149
stp system ag p&id - internal review | 149
cnd system ag p&id - internal review | 149
ctc system p&id - internal review | 149
pws system ag & ug p&id - internal review | 149
chw system ug p&id - owner review | 149
ccw system ag & ug p&id - internal review | 149
ctp system ag & ug p&id - internal review | 149
dws system ag & ug p&id - internal review | 149
bfw system ag p&id - owner review | 149
pws system ag & ug p&id - owner review | 149
los system ag p&id - owner review | 149
stp system ag p&id - owner review | 149
fgs system ag & ug p&id - internal review | 149
ctp system ag & ug p&id - owner review | 149
sdr system ag & ug p&id - internal review | 149
hrh system ag p&id - owner review | 149
arm system p&id - "red-mark" | 149
fol system ag & ug p&id - internal review | 149
ccf system ag p&id - internal review | 149
los system ag p&id - internal review | 149
ccf system ag p&id - owner review | 149
cws system ag & ug p&id - owner review | 149
bdn system ag & ug p&id - owner review | 149
cfd system ag p&id - owner review | 149
cwt system p&id - internal review | 149
axs system ag p&id - owner review | 149
arm system p&id -owner approval | 149
arm system ag p&id - internal review | 149
lps system ag p&id - internal review | 149
axs system ag p&id - internal review | 149
cfd system ag p&id - internal review | 149
wdr system ag & ug p&id - internal review | 149
release ug p&id holds | 149
sws system ag & ug p&id - owner review | 149
hrh system ag p&id - internal review | 149
arm system p&id - "red-mark" review | 149
smp system ag p&id - internal review | 149
aqa system ag & ug p&id - internal review | 149
crh system ag p&id - owner review | 149
cnd system ag p&id - owner review | 149
pdr system ag & ug p&id - internal review | 149
ina system ag & ug p&id - owner review | 149
bdn system ag & ug p&id - internal review | 149
cws system ag & ug p&id - internal review | 149
ccw system ag & ug p&id - owner review | 149
dws system ag & ug p&id - owner review | 149
cmg system ug p&id - owner review | 149
pdr system ag & ug p&id - owner review | 149
arm system ag p&id - owner review | 149
sdr system ag & ug p&id - owner review | 149
fgs system ag & ug p&id - owner review | 149
crh system ag p&id - internal review | 149
bfw system ag p&id - internal review | 149
axs system p&id - "red-mark" | 149
hps system ag p&id - internal review | 149
sws system ag & ug p&id - internal review | 149
fol system ag & ug p&id - owner review | 149
aux boiler - internal review | 148
aux boiler - prepare spec / ifr | 148
aux boiler - vendor submit drawings (el) | 148
aux boiler - owner approval of vendor | 148
aux boiler sample panel foundation - revise / ifc | 148
aux boiler - review / revise / ifp/ ifor | 148
aux boiler - review vendor drawings (me) | 148
aux boiler sample panel foundation - internal review | 148
aux boiler fndn - revise / ifc | 148
aux boiler - review vendor drawings (ic) | 148
aux boiler area panel - revise / ifc | 148
aux boiler - negotiate / award / ifc | 148
aux boiler - vendor submit drawings (me) | 148
aux boiler area foundation- internal review | 148
aux boiler - owner review | 148
aux boiler - vendor submit drawings (ic) | 148
aux boiler - review vendor drawings (st) | 148
aux boiler area misc fndn - internal review | 148
aux boiler - vendor submit drawings (st) | 148
aux boiler sample panel foundation - design / ifr / ifoa | 148
aux boiler vndr fab/delivery | 148
aux boiler fndn - internal review | 148
aux boiler vendor fab/delivery | 148
aux boiler fndn - owner approval | 148
aux boiler area misc fndn - ifr / ifoa | 148
aux boiler fndn - ifr / ifoa | 148
aux boiler area foundation - design / ifr / ifoa | 148
aux boiler - receive vendor proposals | 148
aux boiler fndn - design / ifr / ifoa | 148
aux boiler area misc fndn - owner approval | 148
aux boiler - issue vendor for owner approval | 148
aux boiler area misc fndn - revise / ifc | 148
aux boiler - review vendor drawings (el) | 148
cntrl narratives / hmi 1st submittal - revise/ifoa | 147
cntrl narratives / hmi 2nd submittal - design / check / ifr/ifoa | 147
cntrl narratives / hmi 3rd submittal - design / check / ifr | 147
cntrl narratives 3rd submittal - design / check / ifr | 147
cntrl narratives 2nd submittal - revise / check / ifc | 147
cntrl narratives / hmi 3rd submittal - revise/ifoa | 147
cntrl narratives 2nd submittal - receive owner comments | 147
cntrl narratives / hmi 2nd submittal - revise / check / ifc | 147
cntrl narratives / hmi 3rd submittal- revise / check / ifc | 147
cntrl narratives 1st submittal - revise / check / ifc | 147
cntrl narratives 1st submittal - internal review | 147
cntrl narratives 3rd submittal - internal review | 147
cntrl narratives 2nd submittal - design / check / ifr | 147
cntrl narratives / hmi 1st submittal- owner approval | 147
cntrl narratives 2nd submittal - internal review | 147
cntrl narratives 1st submittal- receive owner comments | 147
cntrl narratives / hmi 2nd submittal - owner approval | 147
cntrl narratives / hmi 1st submittal - design / check / ifr | 147
cntrl narratives 3rd submittal- revise / check / ifc | 147
cntrl narratives / hmi 3rd submittal- owner approval | 147
cntrl narratives 3rd submittal- receive owner comments | 147
cntrl narratives 1st submittal - design / check / ifr | 147
cntrl narratives / hmi 1st submittal - revise / check / ifc | 147
condensate system place system in service | 146
data management g-systems | 146
implementation hardware proxies fups & om combined cycle | 146
design review incl. sil-study g-systems | 146
system description g-systems | 146
i&c sw engineering fups & hmi's hrsg-system | 146
engineering fup's unit coordination | 146
design review incl. sil-study l- systems | 146
summary data management p-systems | 146
i&c sw engineering fups & hmi's l-system | 146
normalization of system | 146
system operation | 146
unit under operation control | 146
i&c sw engineering fups & hmi's p-system | 146
design review interface st / l-systems | 146
system description l-systems | 146
data management l- systems | 146
design review incl. sil-study g-/s-/mbu20-systems | 146
hara / sil-study assessment of standard systems | 146
design review interface st / l- systems | 146
hara / sil-study assessment of nonstandard systems | 146
nitrogen system place system in service | 146
design review i&c automation hmi | 146
i&c sw engineering fups & hmi's g-system | 146
first fwp operation | 146
system description p-systems | 146
design review incl. sil-study p-systems | 146
design review incl. sil-study hrsg-systems | 146
data management p systems | 146
system in service | 146
design review incl. sil-study l-systems | 146
sst steel platforms - owner approval | 145
stg misc platform steel - revise / ifc | 145
sst steel platforms - ifr / ifoa | 145
5 kv / stg bldg floor slab steel - revise / ifc | 145
ctg / hrsg area misc steel - revise / ifc | 145
ctg / hrsg area misc steel - ifr / ifoa | 145
stg non-seg support steel - revise / ifc | 145
set primary stg electrical building steel | 145
set 5kv switchgear building primary steel | 145
5kv non-seg support steel - receive owner comments | 145
ctg / hrsg area misc steel - owner approval | 145
stg non-seg support steel - internal review | 145
structural steel - revise / ifp / ifor | 145
install stg lube oil handrails / grating | 145
stg area misc steel - internal review | 145
gsu steel platforms - ifr / ifoa | 145
5kv non-seg support steel - design / ifr / ifoa | 145
ctg electrical package platforms steel - internal review | 145
stg area misc steel - revise / ifc | 145
5 kv / stg bldg floor slab steel- ifr / ifoa | 145
sst steel platforms - internal review | 145
ctg electrical package platforms steel - receive owner comments | 145
5kv building - secondary steel | 145
structural - remove scr monorail steel | 145
5kv non-seg support steel - internal review | 145
install / bolt out stg gsu platform steel (including handrails, grating, stairs, etc.) | 145
fab and deliver stg exitation transformer steel | 145
gsu steel platforms - internal review | 145
structural - install scr monorail steel | 145
5kv non-seg support steel - revise / ifc | 145
sst steel platforms - revise / ifc | 145
stg area misc steel - ifr / ifoa | 145
stg exitation transformer steel | 145
stg electrical building - secondary steel | 145
stg misc platform steel - internal review | 145
ctg electrical package platforms steel - revise / ifc | 145
ctg electrical package access steel - revise / ifc | 145
structural steel - prepare spec / ifr | 145
fab and deliver stg non-seg support steel | 145
structural steel - review owner comments / revise / ifp / ifor | 145
ctg electrical package support steel - revise / ifc | 145
stg non-seg support steel - design / ifr / ifoa | 145
power block support steel - internal review | 145
stg area misc steel - owner approval | 145
ctg electrical package support steel - ifr / ifoa | 145
gsu steel platforms - revise / ifc | 145
5 kv / stg bldg floor slab steel - owner approval | 145
ctg erect electrical package platforms | 145
install stg electrical building steel | 145
power block support steel - revise / ifc | 145
ctg electrical package supprort steel - owner approval | 145
stg misc platform steel - design / ifr / ifoa | 145
power block support steel - receive owner comments | 145
power block support steel - design / ifr / ifoa | 145
gsu steel platforms - owner approval | 145
ctg electrical package access steel - owner approval | 145
ctg electrical package platforms steel - design / ifr / ifoa | 145
ctg / hrsg area misc steel - internal review | 145
5 kv / stg bldg floor slab steel - internal review | 145
ctg electrical package access steel - ifr / ifoa | 145
chilled water system walk with pgn | 144
boiler feed water 1 system turnover walk with pgn | 144
fire water/ hydrants system turnover walk with pgn | 144
fire water system (to support backfeed) notification of turnover walk to pgn | 144
circulating water notification of turnover walk to pgn | 144
firewater pumps system walk with pgn | 144
circulating water system turnover walk with pgn | 144
boiler feed water 1b notification of turnover walk to pgn | 144
fire water system & hydrants (to support backfeed) notification of turnover walk to pgn | 144
boiler feed water 1a system turnover walk with pgn | 144
waste water - plant drains system turnover walk with pgn | 144
waste water / area sumps notification of turnover walk to pgn | 144
demin water #2 (stg area) system walk with pgn | 144
chilled water system turnover walk with pgn | 144
boiler feed water 2 system turnover walk with pgn | 144
boiler feed water 1 notification of turnover walk to pgn | 144
filtered water notification of turnover walk to pgn | 144
waste water - ows, basin & outfall system turnover walk with pgn | 144
filtered water system walk with pgn | 144
boiler feed water 3 notification of turnover walk to pgn | 144
circ water system turnover walk with pgn | 144
ro water supply system turnover walk with pgn | 144
boiler feed water 2 notification of turnover walk to pgn | 144
potable water system turnover walk with pgn | 144
filtered water system turnover walk with pgn | 144
boiler feed water 1b system turnover walk with pgn | 144
firewater pumps system turnover walk with pgn | 144
potable water notification of turnover walk to pgn | 144
service water tank notification of turnover walk to pgn | 144
chilled water notification of turnover walk to pgn | 144
storm water system walk with pgn | 144
fire water system & hydrants (to support backfeed) system turnover walk with pgn | 144
service water tank turnover walk with pgn | 144
closed cooling water #2 (stg area) system walk with pgn | 144
service water users system walk with pgn | 144
ro water supply notification of turnover walk to pgn | 144
circ water notification of turnover walk to pgn | 144
waste water - plant drains notification of turnover walk to pgn | 144
waste water - ows, basin & outfall notification of turnover walk to pgn | 144
fire water system (to support backfeed) system turnover walk with pgn | 144
firewater pumps notification of turnover walk to pgn | 144
boiler feed water 3 system turnover walk with pgn | 144
fire water/ hydrants notification of turnover walk to pgn | 144
boiler feed water 1a notification of turnover walk to pgn | 144
waste water / area sumps system turnover walk with pgn | 144
install hrsg 1b amm flow control inj grid [168] | 143
install hrsg 1a mcc [170] module | 143
fab & install hrsg 1c bypass stack | 143
erect hrsg 1c cems equip [162] module | 143
fab & install hrsg 1a main stack base to ring 11 | 143
fab & install hrsg 1a main stack from ring 11 to ring 23 | 143
fab & install hrsg 1b main stack base to ring 11 | 143
prepare hrsg stack subcontractor rfq | 143
set hrsg 1c columns/post | 143
install hrsg 1a spring cans | 143
set hrsg 1b catalyst | 143
install hrsg 1a catalyst | 143
transport scr scr equipment to be installed inside hrsg casing | 143
install hrsg 1b catalyst frame work | 143
install hrsg 1b bypass expansion joints (from ct to damper, from damer to hrsg and from damper to bypass) | 143
set hrsg 1b columns/post | 143
install hrsg 1c amm flow control inj grid [168] | 143
install hrsg 1a expansion joints (from ct to damper, damper to hrsg and bypass stack) | 143
project specific adaption of hrsg specification | 143
installation of supports & drums of hrsg | 143
fab & install hrsg 1b main stack rings 11-23 | 143
issue lntp for hrsg stack subcontractor | 143
install hrsg 1a catalyst frame work | 143
install hrsg 1a expansion joint at main stack | 143
install hrsg 1a scr support frames | 143
installation scr modules in hrsg | 143
issue rfq for hrsg stack subcontractor | 143
set hrsg 1a bypass stack expansion joint/silencer | 143
install bumpers hrsg20 | 143
review hrsg stack subcontractor bids | 143
install hrsg 1c expansion joint at main stack | 143
instrumentation - install te s for catalyst on hrsg-01a nox | 143
install hrsg 1b mcc [177] module | 143
instrumentation - install te s for catalyst on hrsg-01b nox | 143
install hrsg 1b spring cans | 143
install hrsg 1b scr support frames | 143
install hrsg 1b te element supports | 143
install hrsg 1b diverter support steel | 143
steel alignment and bolt tightening hrsg20 | 143
set hrsg 1b bypass stack expansion joint/silencer | 143
install hrsg 1a diverter support steel | 143
install hrsg 1c catalyst frame work | 143
erect hrsg 1b cems equip [162] module | 143
f/r/p hrsg 1c amm flow ctrl & inj grid [168] fdn | 143
install hrsg 1a mcc [177] module | 143
install hrsg 1c te element supports | 143
fab & install hrsg 1b main stack ring 24 | 143
erect hrsg 1a cems equip [162] module | 143
fab & install hrsg 1a bypass stack | 143
project specific adaption of electrical requirements for hrsg | 143
set hrsg 1a columns/post | 143
install hrsg 1c mcc [177] module | 143
install hrsg 1a catalyst | 143
install hrsg 1b catalyst | 143
install hrsg 1c bypass expansion joint (from ct to damer, damper to hrsg, and damper to bypass stack) | 143
install hrsg 1a amm flow control inj grid [168] | 143
f/r/p hrsg 1b amm flow ctrl & inj grid [168] fdn | 143
f/r/p hrsg 1a amm flow ctrl & inj grid [168] fdn | 143
install hrsg 1a te element supports | 143
preparations for module loading hrsg20 | 143
set hrsg 1c bypass stack expansion joint/silencer | 143
fab & install hrsg 1b bypass stack | 143
install hrsg 1b expansion joint at main stack | 143
set hrsg 1c catalyst | 143
installation of instrumentation for hrsg | 143
fab & install hrsg 1a main stack final ring (24) | 143
hrsg flue gas side 2 complete turnover package | 142
hrsg flue gas side 2 inspect flue gas path inside hrsg | 142
hrsg flue gas side 1b turnover system | 142
hrsg flue gas side 1 turnover system | 142
hrsg flue gas side 1 pre-commission and restoration walk | 142
hrsg flue gas side 1a notification of turnover walk to pgn | 142
hrsg flue gas side 1 loop verifications | 142
hrsg flue gas side 2 notification of turnover walk to pgn | 142
hrsg flue gas side 2 system turnover walk with pgn | 142
hrsg flue gas side 3 pre-commission and restoration walk | 142
hrsg flue gas side 1a pre-commission and restoration walk | 142
hrsg flue gas side 1 complete turnover package | 142
hrsg flue gas side 1a system turnover walk with pgn | 142
hrsg flue gas side 1b notification of turnover walk to pgn | 142
hrsg flue gas side 1 construction completion walk | 142
hrsg flue gas side 1b i&c calibirations checks | 142
hrsg flue gas side 2 pre-commissioning | 142
hrsg flue gas side 1b construction completion walk | 142
hrsg flue gas side 1 notification of turnover walk to pgn | 142
hrsg flue gas side 3 system turnover walk with pgn | 142
hrsg flue gas side 3 loop verfications | 142
hrsg flue gas side 1a i&c calibirations checks | 142
hrsg flue gas side 1 pre-commissioning | 142
hrsg flue gas side 2 loop verfications | 142
hrsg flue gas side 1a pre-commissioning | 142
hrsg flue gas side 3 turnover system | 142
hrsg flue gas side 3 pre-commissioning | 142
hrsg flue gas side 2 i&c calibirations checks | 142
hrsg flue gas side 3 inspect flue gas path inside hrsg | 142
hrsg flue gas side 1b loop verfications | 142
hrsg flue gas side 2 pre-commission and restoration walk | 142
hrsg flue gas side 1a turnover system | 142
hrsg flue gas side 3 complete turnover package | 142
hrsg flue gas side 2 construction completion walk | 142
hrsg flue gas side 1b pre-commission and restoration walk | 142
hrsg flue gas side 1 inspect flue gas path inside hrsg | 142
hrsg flue gas side 1 system turnover walk with pgn | 142
hrsg flue gas side 3 construction completion walk | 142
hrsg flue gas side 1 i&c calibirations checks | 142
hrsg flue gas side 1b system turnover walk with pgn | 142
hrsg flue gas side 3 notification of turnover walk to pgn | 142
hrsg flue gas side 1b complete turnover package | 142
hrsg flue gas side 1b pre-commissioning | 142
hrsg flue gas side 1a construction completion walk | 142
hrsg flue gas side 1a complete turnover package | 142
hrsg flue gas side 2 turnover system | 142
hrsg flue gas side 1a loop verifications | 142
hrsg flue gas side 3 i&c calibirations checks | 142
placing and alignment of module- 20uey01 unit 1 (across road 20uza01) | 141
placing and alignment of module umy00-a11/a41/d11/d41 (inside umc building) | 141
placing and alignment of module - umy00e12/43 | 141
placing and alignment of module - umy00g12/43 | 141
placing 20uba7110/7210/7410 | 141
placing and alignment of module - tranu u1 uly | 141
placing and alignment of module- 20uey02 unit 1 | 141
placing 20uba7710/20 | 141
placing and alignment of module - uly & umy00k | 141
placing 20uba7610/20 | 141
placing and alignment of module- 20uey01 unit 3 (20umx - 20umy) | 141
placing 20uba7320 | 141
placing 20uba7310/30 | 141
placing and alignment of module- 20uey01 unit 2 (across diffuser) | 141
placing and alignment of module- 20uey02 unit 2 | 141
set on base boiler blowdown vessel | 140
boiler blow down pit - fix upper layer rebar | 140
boiler blow down pit - pour base slab and shallow pit | 140
boiler blow down pit - erect wall and column formwork | 140
final cold commissioning boiler blowdown drain pump 20lcl | 140
quotation stage boiler blowdown pump lcl | 140
detail design, manufacturing, shop test steam generator drain pump lcl | 140
lay-up boiler | 140
boiler blow down pit - close formwork (if any) | 140
boiler blow down pit - fix bottom layer rebar | 140
boiler blow down pit - curing | 140
transport steam generator drain pump lcl | 140
transport boiler blowdown pump 20lcl | 140
condensate pit - backfill againt basement wall | 140
layup hrsg 1c boiler | 140
detail design / clarification boiler blowdown pump 20lcl | 140
logistics and customs preparation boiler blowdown pump 20lcl | 140
boiler blow down pit - backfill againt basement wall | 140
layup hrsg 1b boiler | 140
unit 2 nit layup | 140
boiler blow down pit - close wall formwork | 140
boiler blow down pit- pour walls and columns to the underside of feedwater platform slab | 140
design data sheets boiler blowdown pump lcl | 140
placing boiler blowdown pump 20lcl | 140
erection steam boiler blowdown pump 20lcl | 140
boiler blow down pit - cast vertical blinding to the profile of base slab and shallow ppit | 140
contract review / prep. rfq boiler blowdown pump lcl | 140
electrical erection boiler blowdown pump 20lcl | 140
boiler blow down pit - prepare cj | 140
manufacturing / shop test boiler blowdown pump 20lcl | 140
unit 1 nit layup | 140
electrical erection seal/leak steam system maw | 139
install steam high pressure instruments | 139
issue stress loads on the steam turbine to toshiba | 139
re-filling of hrsg/water steam | 139
steam hot reheat turnover system | 139
install tubing - hrsg steam side 1b | 139
steam cold reheat turnover system | 139
steam low press complete turnover package | 139
mechanical erection seal/leak steam system maw | 139
steam blows. | 139
install hrsg steam side 1a tubing | 139
steam hot reheat complete turnover package | 139
install hrsg steam side 1c tubing | 139
transport piping for steam blowing system ztb | 139
temporary pipe installation for steam blowing ztb | 139
mechanical - toshiba valve 411-pcv-3046 restoration (gland steam) | 139
install instruments - steam hot reheat | 139
terminate - steam hot reheat | 139
steam high press complete turnover package | 139
civil - bf steam blow sump | 139
install steam hot reheat instruments | 139
establish steam purity | 139
logistics and customs preparation - piping / valves for steam blowing system ztb | 139
system operation with aux boiler for seal steam comm | 139
terminate - steam cold reheat | 139
install steam low pressure instruments | 139
steam low press turnover system | 139
steam high pressure turnover system | 139
steam blows restoration | 139
steam low pressure complete turnover package | 139
start-up - restore gland steam piping. toshiba | 139
install steam high pressure tubing | 139
steam blow (abo) hrsg / wd 20 | 139
install temp steam blow piping | 139
design, proc. piping / valves for steam blowing system ztb | 139
install tubing - steam high pressure | 139
install steam cold reheat instruments | 139
install instruments - steam high pressure | 139
install instruments - steam cold reheat | 139
install tubing - steam cold reheat | 139
install steam blow piping / silencer | 139
steam blows | 139
steam high press turnover system | 139
start-up - demo temporary steam blow piping | 139
seal steam commissioning | 139
install steam cold reheat tubing | 139
steam cold reheat complete turnover package | 139
install tubing - hrsg steam side 1a | 139
steam cold reheat receive hydro layzing equipment to site | 139
steam high pressure complete turnover package | 139
install instruments - steam low pressure | 139
toshiba approve stress loads on the steam turbine | 139
install tubing - steam low pressure | 139
install tubing - steam hot reheat | 139
steam blows restoration outage. / load catalyst | 139
install steam low pressure tubing | 139
install steam hot reheat tubing | 139
steam rinsing | 139
install hrsg steam side 1b tubing | 139
steam low pressure turnover system | 139
system restoration after steam blow | 139
hrsg west side fndn - owner approval | 138
hrsg-1a ei's - owner approval | 138
hrsg piling - int./owner review | 138
ows fndns - owner approval | 138
system meetings with hrsg suppliers | 138
transport electrical and i&c-equipment for hrsg | 138
detail design / manufacturing electrical / i&c equipment hrsg20 | 138
manufacturing / shop test hrsg protection cabinet | 138
hrsg protection tests 20ha | 138
hrsg piling - internal review | 138
technical clarification hrsg | 138
transport to testing facility hrsg protection cabinet (precommissioning test ) | 138
transport electrical / i&c equipment hrsg20 | 138
offer preparation by hrsg supplier | 138
hrsg piling - owner approval | 138
hrsg foundation - internal review | 138
hrsg-1a ei's - internal review | 138
event 015 - hrsg west occupied by m&e contract for hrsg erection | 138
hrsg area foundation - internal review | 138
hrsg 1b delivery (major components) | 138
technial clarification with hrsg suppliers | 138
final negotiation hrsg | 138
hrsg guy wire fndn - internal review | 138
technical clarification with hrsg supplier | 138
preparing documents inquiry/ contract oder for hrsg | 138
detail design, manufacturing electrical and i&c-equipment for hrsg | 138
ctg / hrsg misc fndn - internal review | 138
hrsg 1b equipment/packages/mccs/dcs/etc. [825 & 75] | 138
ows fndns - internal review | 138
hrsg-1b ei's - owner approval | 138
hrsg protection testing | 138
ms date - hrsg 1a delivery (major components) | 138
hrsg 1a equipment/packages/mcc's/dcs/etc [ 825 &75]. | 138
basic design,quotation stage, odering electrical and i&c-equipment for hrsg | 138
ms date - hrsg 1b delivery (major components) | 138
hrsg 1c delivery (major components) | 138
hrsg west side fndn - internal review | 138
hrsg guy wire fndn - owner approval | 138
hrsg 1a delivery (major components) | 138
hrsg-1c ei's - internal review | 138
hrsg-1b ei's - internal review | 138
ctg / hrsg misc fndn- owner approval | 138
basic design /quotation stage/ odering electrical / i&c equipment hrsg | 138
hrsg isolation 1c (includes sc stack) hydraulic oil flush & prep | 137
install hrsg isolation 1a (includes sc stack) instruments | 137
hrsg isolation 1c (includes sc stack) loop verfications | 137
hrsg isolation 1b (includes sc stack) hydraulic oil flush & prep | 137
hrsg isolation 1b (includes sc stack) loop verfications | 137
hrsg isolation 1c (includes sc stack) construction completion walk | 137
hrsg isolation 1a (includes sc stack) pre-commissioning | 137
hrsg isolation 1b (includes sc stack) pre-commission and restoration walk | 137
terminate - hrsg 1b isolation (includes sc stack) | 137
pull hrsg isolation 1c (includes sc stack) cable | 137
hrsg isolation 1c (includes sc stack) pre-commission and restoration walk | 137
install hrsg 1b damper | 137
hrsg isolation hydraulic oil flush & prep procedure | 137
install hrsg 1a damper | 137
terminate hrsg isolation 1b (includes sc stack) cable | 137
hrsg isolation 1c (includes sc stack) pre-commissioning | 137
install hrsg 1a damper support steel | 137
hrsg isolation 1a (includes sc stack) construction completion walk | 137
install hrsg 1c damper | 137
install instruments - hrsg 1a isolation (includes sc stack) | 137
pull cable - hrsg 1a isolation (includes sc stack) | 137
hrsg isolation 1a (includes sc stack) pre-commission and restoration walk | 137
hrsg isolation 1a (includes sc stack) function test damper | 137
hrsg isolation 1a (includes sc stack) loop verfications | 137
hrsg isolation 1b (includes sc stack) construction completion walk | 137
install hrsg 1c damper support steel | 137
pull hrsg isolation 1a (includes sc stack) cable | 137
terminate hrsg isolation 1c (includes sc stack) cable | 137
install hrsg isolation 1b (includes sc stack) instruments | 137
install hrsg isolation 1c (includes sc stack) instruments | 137
install instruments - hrsg 1b isolation (includes sc stack) | 137
hrsg isolation 1b (includes sc stack) hydraulic oil prep & flush | 137
install hrsg 1b damper support steel | 137
pull hrsg isolation 1b (includes sc stack) cable | 137
hrsg isolation 1a (includes sc stack) hydraulic oil prep & flush | 137
hrsg isolation 1b (includes sc stack) function test damper | 137
terminate hrsg isolation 1a (includes sc stack) cable | 137
terminate - hrsg 1a isolation (includes sc stack) | 137
hrsg isolation 1c (includes sc stack) function test damper | 137
pull cable - hrsg 1b isolation (includes sc stack) | 137
hrsg isolation 1a (includes sc stack) hydraulic oil flush & prep | 137
hrsg isolation 1b (includes sc stack) pre-commissioning | 137
cw valve steel - internal review | 136
discharge culvert /shaft e interface - install cw pipe between shaft e and discharge culvert | 136
install cw pipe supports - fdn 2 | 136
cw pipe foundation (intake) - revise / ifc | 136
cw pipe foundation (condenser) - internal review | 136
shaft a - install 1st vertical cw pipe section | 136
shaft e - install cw pipe to 0.5m above 6th layer of strut and mass fill | 136
shaft e - connect cw pipe to discharge culvert | 136
install discharge struct cw a/g pipe [461] | 136
install cw pipe supports - bridge fdn 1 to 2 | 136
cw pipe foundation (intake) - owner approval | 136
cw valve steel - revise / ifc | 136
cw pipe foundation (condenser) - owner approval | 136
cw pipe foundation (intake) - ifr / ifoa | 136
install cw pipe supports - fdn 3 | 136
install discharge 90" cw pipe discharge - phase 1 | 136
shaft e - install cw pipe to 0.5m above 4th layer of strut and mass fill | 136
install cw pipe supports - fdn 1 | 136
cw valve steel - ifr / ifoa | 136
shaft f - install cw pipe bends / horizontal section of discharge pipeline above the top slab | 136
cw pipe foundation (condenser) - revise / ifc | 136
shaft e - install cw pipe to 0.5m above 2nd layer of strut and mass fill | 136
cwps - install cw pipes between valve chamber and shaft a | 136
install discharge 90" cw pipe discharge to structure - phase 2 - 5 | 136
shaft f - install cw pipe bends / horizontal section of supply pipeline above the top landing unit of staircase | 136
check corrosion protection on cw side | 136
shaft e - install cw pipe to 0.5m above 7th layer of strut and mass fill | 136
cw pipe foundation (intake) - internal review | 136
cw pipe foundation (condenser) - ifr / ifoa | 136
install cw pipe supports - bridge fdn 2 to 3 | 136
shaft e - install cw pipe to 0.5m above 3rd layer of strut and mass fill | 136
shaft a - install remaining vertiicle cw pipe sections / fittings / headers | 136
cw valve steel - owner approval | 136
checking the corrosion protection of the cooling water spaces mag20 | 136
shaft e - install cw pipe to 0.5m above 5th layer of strut and mass fill | 136
install cw pipe supports - fdn 4 | 136
5kv & stg building hvac fndn - internal review | 135
admin & wharehouse building hvac fndn - internal review | 135
transformer access steel - revise / ifc | 135
building ventilation systems - mcr | 135
transformer access steel - internal review | 135
admin & wharehouse building hvac fndn - owner approval | 135
building transformer fndn - revise / ifc | 135
admin & warehouse building hvac fndn - ifr / ifoa | 135
building transformer fndn - owner approval | 135
sfc/see transformer fndn - internal review | 135
sfc/see transformer fndn - revise / ifc | 135
install support steel transformer area | 135
building layout (includes hvac for air compressor, ccf, ccwc) - revise / incorporate comments | 135
admin & warehouse building hvac fndn - revise / ifc | 135
admin transformer foundation - internal review | 135
install admin building transformer steel | 135
building layout (includes hvac for air compressor, ccf, ccwc) - receive owner comments | 135
sfc/see transformer fndn - owner approval | 135
sfc/see transformer fndn - ifr / ifoa | 135
transformer access steel - design / ifr / ifoa | 135
admin transformer foundation - design / ifr / ifoa | 135
admin transformer foundation - revise / ifc | 135
building layout (includes hvac for air compressor, ccf, ccwc) - design / ifr / ifoa | 135
issue mcr for air compressor, ccf, wsaccf, wos, gas bottle storage, filter press enclosures | 135
building transformer fndn - ifr / ifoa | 135
building transformer fndn - internal review | 135
5kv & stg building hvac fndn - ifr / ifoa | 135
5kv & stg building hvac fndn - owner approval | 135
transformer access steel - receive owner comments | 135
5kv & stg building hvac fndn - revise / ifc | 135
weld primary tank bottom rectangular plates only - fo tank | 134
setting foot plates | 134
install, grout 30 support plates in foundation | 134
install hrsg 1b sole/base plates | 134
weld tank bottom rectangular plates only and vacuum test twice - tank a | 134
preparation of foundations and installation of sole plates | 134
install hrsg 1a sole/base plates | 134
weld bottom sketch plates to rect. plates & vacuum test - fo tank | 134
weld bottom sketch plates to rect. plates & vacuum test (2nd time) - fo tank | 134
weld containment tank bottom rectangular plates only & vacuum test twice - fo tank | 134
chipping / bushing work for sole plates | 134
setting and adjusting sole plates | 134
install hrsg 1c sole/base plates | 134
weld bottom sketch plates to rec. plates and vacuum test - tank b | 134
setting and adjust sole plates | 134
weld tank bottom rectangular plates only and vacuum test twice - tank b | 134
install form plates | 134
weld bottom sketch plates to rec. plates and vacuum test - tank a | 134
chipping work for sole plates | 134
grout hrsg 1a base plates | 134
cmg system lb isometric - internal/owner review | 133
crh system lb isometric - internal/owner review | 133
hps system hsb isometric - internal review | 133
ctc system lb isometric - internal/owner review | 133
wdr system lb isometric - internal/owner review | 133
arm system lb isometric - internal review | 133
bfw system hsb isometric - internal/owner review | 133
stp system hsb isometric - internal/owner review | 133
lps system hsb isometric - internal/owner review | 133
fol system lb isometric - internal/owner review | 133
bfw system lb isometric - internal/owner review | 133
sws system lb isometric - internal review | 133
bfw system (all units) hsb isometric - internal review | 133
ctp system lb isometric - internal/owner review | 133
hrh system lb isometric - internal/owner review | 133
fgs system lb isometric - internal/owner review | 133
ccw system lb isometric - internal/owner review | 133
ina system lb isometric - internal review | 133
fol system lb isometric - internal review | 133
crh system hsb isometric - internal/owner review | 133
arm system lb isometric - internal/owner review | 133
sdr system lb isometric - internal review | 133
stp system lb isometric - internal review | 133
hps system lb isometric - internal/owner review | 133
vps system lb isometric - internal/owner review | 133
hps system hsb isometric - internal/owner review | 133
stp system lb isometric - internal/owner review | 133
crh system hsb isometric - internal review | 133
sws system lb isometric - internal/owner review | 133
ina system lb isometric - internal/owner review | 133
los system lb isometric - internal review | 133
hrh system hsb isometric - internal/owner review | 133
hps system lb isometric - internal review | 133
lps system hsb isometric - internal review | 133
dws system lb isometric - internal review | 133
hrh system lb isometric - internal review | 133
fgs system lb isometric - internal review | 133
wdr system lb isometric - internal review | 133
pdr system lb isometric - internal/owner review | 133
bfw system lb isometric - internal review | 133
crh system lb isometric - internal review | 133
dws system lb isometric - internal/owner review | 133
ccw system lb isometric - internal review | 133
hrh system hsb isometric - internal review | 133
lps system lb isometric - internal/owner review | 133
lps system lb isometric - internal review | 133
los system lb isometric - internal/owner review | 133
stp system hsb isometric - internal review | 133
hp/lp piping - prepare spec / ifr | 132
non-engineered pipe supports - review / revise / ifp / ifor | 132
pressure safety valves - prepare spec / ifr | 132
sus xfmrs - prepare spec / ifr | 132
non-eng pipe sppts - prelim / ifr | 132
hp lb valves - review/ revise / ifp/ ifor | 132
ccwc - prepare spec / ifr | 132
engineered pipe supports - prepare spec / ifr | 132
engineered pipe supports - review / revise / ifp / ifor | 132
pressure safety valves - review / revise / ifp/ifor | 132
hp/lp piping - review / revise / ifp/ifor | 132
lp lb valves - review/ revise / ifp/ ifor | 132
cems - prepare spec / ifr | 132
hp lb valves - prepare spec / ifr | 132
lp sb valves - review/ revise / ifp/ ifor | 132
prepare spec / ifr - master specs (front ends) | 132
piping specialties - prepare spec / ifr | 132
crh non-return valves - prepare spec / ifr | 132
lp lb valves - prepare spec / ifr | 132
condenser - prepare spec / ifr | 132
general service piping - prepare spec / ifr/ifor | 132
hp sb valves - review/ revise / ifp/ ifor | 132
crh non-return valves - review / revise / ifp/ifor | 132
lp sb valves - prepare spec / ifr | 132
sample panel - prepare spec / ifr | 132
mechanical commodities - prep / ifr | 132
hp sb valves - prepare spec / ifr | 132
ug piping - prepare spec / ifr/ifp | 132
t/c & t/w's - prepare spec / ifr | 132
a/g circ wtr piping - prepare spec / ifr | 132
sus xfmrs - review / revise / ifp/ifor | 132
electrical commodities - review / revise / ifc | 132
u/g circ wtr piping - prepare spec / ifr | 132
fg ball valves - prepare spec / ifr | 132
crh non-return valves - ifp/ifor | 132
electrical commodities - prepare spec / ifr/ifor | 132
fg ball valves - review/ revise / ifp/ ifor | 132
sus xfmrs- internal review / revise | 132
non-engineered pipe supports - prepare spec / ifr | 132
electrical erection for mav modul | 131
erection communication systems in 20umc | 131
electrical erection for mkc02 | 131
erection stack hrsg20_1st part | 131
erection lightning protection 20uha | 131
erection outdoor earthing/lightning 20ura/urd area | 131
adaption of transport unit, arangements, erection | 131
erection lightning protection cooling tower area (20ura/urd/uba8110/20/ubd03/04) | 131
erection sampling container 20qu | 131
erection stack hrsg20_flue gas silencer | 131
erection stack hrsg20_3rd part | 131
electrical erection for mkc01/mbj01 | 131
erection junction boxes & instrumentation hrsg20 | 131
erection ldk platform in 20umc | 131
erection gil 400kv 20aca | 131
erection of stack | 131
erection stack hrsg20_4th part | 131
e- and i&c-erection 20uen | 131
erection indoor earthing 20urd | 131
erection staircase 1 (stack) hrsg20 | 131
erection control room ccr furniture and hmi equipment uca | 131
pre-erection / pt pipes ghd for ugd to umc | 131
erection security other buildings (except uca) | 131
erection internal baffle hrsg20 | 131
erection outdoor earthing/lightning 00uen03/04 area | 131
erection stack hrsg20_2nd part | 131
electrical erection sampling container 20qu | 131
erection i&c-equipment 20umc | 131
erection outdoor earthing 20umc area | 131
erection blow down tank 20lbh | 131
erection / pt in umc 20gkb-pipes | 131
ssm office erection | 131
erection junction boxes / instrumentation | 131
erection filterhouse 20mbl | 131
prefabrication before erection filterhouse 20mbl | 131
e & ic erection of gt | 131
erection stack hrsg20_basering | 131
electrical erection pipes ghd for ugd in umc | 131
erection cabling hrsg to ccr | 131
erection telecommunication other buildings (except umc) | 131
erection el.superheater 20lbg | 131
erection / pt pipes ghd for ugd in umc | 131
erection lightning protection bop | 131
electrical erection dosing container qc | 131
erection indoor earthing 20umc | 131
erection ipb part 2 - 20bac to 20mka | 131
erection scr skid hsj/hsk | 131
erection lightning protection 20ube / ubf | 131
erection stack damper hrsg20 | 131
preparation for erection | 131
erection telecommunication other buildings (except uca) | 131
erection junction boxes & instrumentation in ula | 131
erection lightning protection 20umc | 131
construction ldk pit - scaffold erection(lvl +2.65m) | 131
erection gt auxiliaries 20mb- | 131
erection / pt pipes 00gkb for ugd to umc | 131
erection outdoor earthing 20ubf area | 131
erection outdoor earthing/lightning bop area | 131
erection ipb part 1 - 20bat to 20bac | 131
e- and i&c-erection el.superheater 20lbg | 131
erection lightning protection 00uen | 131
erection outdoor earthing/lightning 20ula/uha area | 131
erection fire figthing system 20sga | 131
erection dosing container qc | 131
air permit - validate permit - epc input into revision | 130
air permit application - receive permit | 130
air permit - modify commencement notice | 130
82 - dangerous goods license inspection applications | 130
144 - bpps apcl - amendment to existing license | 130
air permit - owner provided | 130
80 - license for storage of dangerous goods | 130
104 - license issue | 130
149 - further environmental permit | 130
validate air emissions permit | 130
105 - import license for radioactive substance | 130
106 - radioactive substance license (bpps) | 130
sw permit phase ii - submit to agency | 130
81a- issue of fire safety requirements for storage/use of dg under dangerous goods ordinance | 130
fema permit - agency review of correction | 130
npdes - submit to agency | 130
146 - license obtained | 130
sw permit - submit to agency | 130
air permit - construction commencement | 130
sw permit - internal/owner review | 130
preparation of bpps apcl submission | 130
npdes - receive permit (agency review) | 130
preparation for license for storage of dg (construction works) | 130
preparation of submission for firewall import license | 130
fema permit - ifr/ifoa | 130
147 - bpps wpcl - amendment to existing license | 130
esc - receive permit (agency review) | 130
sw permit - receive permit (agency review) | 130
temp bldg permit - receive permit (agency review) | 130
preparation of as-built drawings / material test records for dg application | 130
103 - destination control statement: firewall import license | 130
temp bldg permit - submit to agency | 130
83a - issue of licences | 130
sw permit phase ii - internal/owner review | 130
atc permit - ifr/ifoa | 130
81- application for storage/use/manuf. of dangerous goods under dg ordinace for issuance of fire safety requirements | 130
139 - issue fire service certificate for op (f.s.172) | 130
sw permit phase ii - receive permit (agency review) | 130
fema permit - submit correction to agency | 130
sw permit - ifr/ifoa | 130
sw permit phase ii - ifr/ifoa | 130
agency issue permit - atc phase 2 | 130
fema permit - internal/owner review | 130
owner provide air emissions permit | 130
vendor creates draft of permit application to nc dot | 130
transmitters - vendor fab/delivery | 129
plant communications - review vendor drawings (el) | 129
install plant communications | 129
transmitters -owner review | 129
transmitters - vendor submit drawings (el) | 129
transmitters - issue vendor for owner approval | 129
transmitters - review vendor drawings / return (ic) | 129
transmitters - review vendor drawings (el) | 129
plant communications - owner review | 129
transmitters - owner review | 129
transmitters - internal review / revise | 129
plant communications - receive vendor proposals | 129
transmitters - vendor submit drawings (ic) | 129
plant communications - vendor submit drawings (el) | 129
transmitters - vendor submit drawings (me) | 129
transmitters - owner approval of vendor | 129
plant communications - review vendor drawings / return (el) | 129
plant communications - issue vendor for owner approval | 129
plant communications -owner review | 129
plant communications - internal review / revise | 129
transmitters - review vendor drawings (me) | 129
transmitters - receive vendor proposals | 129
plant communications - vendor fab/delivery | 129
insulation system walk with pgn | 128
circulating water chemical feed system walk with pgn | 128
grounding notification of turnover walk to pgn | 128
sample system - unit 1a system turnover walk with pgn | 128
hrsg chemical feed 1a notification of turnover walk to pgn | 128
condensate notification of turnover walk to pgn | 128
hrsg steam side 1a system turnover walk with pgn | 128
steam cold reheat system turnover walk with pgn | 128
steam cold reheat notification of turnover walk to pgn | 128
condensate system notification of turnover walk to pgn | 128
sample system - unit 1b system walk with pgn | 128
sample system system turnover walk with pgn | 128
condenser notification of turnover walk to pgn | 128
hrsg chemical feed 1c system turnover walk with pgn | 128
ultrafilter chemical feed system walk with pgn | 128
hrsg chemical feed 1c notification of turnover walk to pgn | 128
steam hot reheat system turnover walk with pgn | 128
hrsg steam side 1b system turnover walk with pgn | 128
stg lo system notification of turnover walk to pgn | 128
hrsg steam side 3 system turnover walk with pgn | 128
steam high pressure system turnover walk with pgn | 128
stg lo system system turnover walk with pgn | 128
uninterruptible power system turnover walk with pgn | 128
cathodic protection system walk with pgn | 128
ccw #2 (@ stg area) notification of turnover walk to pgn | 128
hrsg chemical feed 1a system turnover walk with pgn | 128
uninterruptible power notification of turnover walk to pgn | 128
ammonia storage and transfer system turnover walk with pgn | 128
high voltage notification of turnover walk to pgn | 128
hrsg steam side 1 notification of turnover walk to pgn | 128
hrsg steam side 3 notification of turnover walk to pgn | 128
steam high press system turnover walk with pgn | 128
condensate system system turnover walk with pgn | 128
hydrogen & co2 notification of turnover walk to pgn | 128
hrsg steam side 2 system turnover walk with pgn | 128
cathodic protection notification of turnover walk to pgn | 128
hrsg steam side 2 notification of turnover walk to pgn | 128
common chemical feed notification of turnover walk to pgn | 128
hrsg steam side 1a notification of turnover walk to pgn | 128
structural steel system walk with pgn | 128
sample system - aux / stg system walk with pgn | 128
cathodic protection system turnover walk with pgn | 128
dc power system turnover walk with pgn | 128
medium voltage system turnover walk with pgn | 128
common chemical feed system walk with pgn | 128
low voltage notification of turnover walk to pgn | 128
ammonia storage and transfer notification of turnover walk to pgn | 128
demin transfer #1 notification of turnover walk to pgn | 128
hydrogen & co2 system turnover walk with pgn | 128
steam high pressure notification of turnover walk to pgn | 128
steam low press notification of turnover walk to pgn | 128
sample system - unit 1a notification of turnover walk to pgn | 128
grounding system turnover walk with pgn | 128
steam low press system turnover walk with pgn | 128
hrsg chemical feed 1b notification of turnover walk to pgn | 128
demin #2 (@ stg area) notification of turnover walk to pgn | 128
ultrafilter system walk with pgn | 128
condensate system turnover walk with pgn | 128
road / access system walk with pgn | 128
nitrogen system notification of turnover walk to pgn | 128
medium voltage notification of turnover walk to pgn | 128
nitrogen system system turnover walk with pgn | 128
sample system notification of turnover walk to pgn | 128
foundations / pilings system walk with pgn | 128
demin transfer #1 system turnover walk with pgn | 128
demin #2 (@ stg area) system turnover walk with pgn | 128
high voltage system turnover walk with pgn | 128
hrsg steam side 1 system turnover walk with pgn | 128
carbon dioxide & hydrogen system walk with pgn | 128
steam high press notification of turnover walk to pgn | 128
nitrogen system walk with pgn | 128
buildings system walk with pgn | 128
condensate system #1 system turnover walk with pgn | 128
grounding system walk with pgn | 128
steam hot reheat notification of turnover walk to pgn | 128
common chemical feed system turnover walk with pgn | 128
low voltage system turnover walk with pgn | 128
stg drains system walk with pgn | 128
ccw #2 (@ stg area) system turnover walk with pgn | 128
condensate system #1 notification of turnover walk to pgn | 128
dc power notification of turnover walk to pgn | 128
civil system walk with pgn | 128
steam low pressure system turnover walk with pgn | 128
hrsg chemical feed 1b system turnover walk with pgn | 128
hrsg steam side 1b notification of turnover walk to pgn | 128
steam low pressure notification of turnover walk to pgn | 128
condenser system turnover walk with pgn | 128
exhaust stack - cast blinding concrete | 127
generator tx - cast vertical blinding | 127
work preparation, excavation 20uha - formworks for side of blinding | 127
construction cep pit - vertical blinding (lvl +2.50m)-formwork erection | 127
work preparation, excavation 20ubn- blinding | 127
ground slab th3 - blinding to the profile of pile caps and ground beams | 127
work preparation, excavation 01uen- blinding | 127
work preparation, excavation 20uhw - formworks for vertical blinding | 127
ground slab th7 - blinding to the profile of pile caps and ground beams | 127
construction cep pit - vertical blinding (lvl +2.50m)-concrete pour | 127
ground slab th4 - blinding to the profile of pile caps and ground beams | 127
work preparation, excavation 20uha - blinding | 127
ground slab th10 - blinding to the profile of pile caps and ground beams | 127
ground slab th9 - blinding to the profile of pile caps and ground beams | 127
cond.polishing pit - vertical blinding to the profile of pile caps, ground beams and shallow pits | 127
turboset foundation (slab +/-0.00m) 20umc - blinding | 127
construction cep pit - screen wall 05&07-vertical blinding (lvl +5.475m)-concrete pour | 127
construction ldk pit - vertical blinding (lvl +0.75m)-formwork erection | 127
work preparation, excavation 20uen- blinding | 127
work preparation foundation 20umc- part1 sw blinding | 127
condensate pit - vertical blinding to the profile of pile caps, ground beams and shallow pits | 127
work preparation foundation 20umc- part2 nw blinding | 127
construction ldk pit - vertical blinding (lvl +0.75m)-concrete pour | 127
construction ldk pit - vertical blinding (lvl +2.65m)-formwork erection | 127
construction cep pit - top slab(lvl +5.15m)-blinding | 127
ground slab th8 - blinding to the profile of pile caps and ground beams | 127
hrsg - cast vertical blinding to the profile of caps and beams | 127
turbine table - cast blinding concrete | 127
work preparation, excavation 20uhw - concreting for vertical blinding | 127
ground slab th1 - blinding to the profile of pile caps and ground beams | 127
work preparation, excavation 20ula- blinding other area | 127
ground slab th5 - blinding to the profile of pile caps and ground beams | 127
construction ldk pit - vertical blinding (lvl +0.75m)-dismantle formworks | 127
construction cep pit - screen wall 05&07-vertical blinding (lvl +5.475m)-formwork erection | 127
ground slab th6 - blinding to the profile of pile caps and ground beams | 127
work preparation foundation 20umc- part3 ne blinding | 127
work preparation, excavation 20uhw - blinding work to bottom pit | 127
ground slab th2 - blinding to the profile of pile caps and ground beams | 127
construction ldk pit - vertical blinding (lvl +2.65m)-concrete pour | 127
construction ldk pit - vertical blinding (lvl +2.65m)-dismatle works | 127
work preparation, excavation 20utg07- blinding | 127
work preparation foundation 20umc- part4 se blinding | 127
mechanical details - revise / check / ifc | 126
instrument communication details - revise / check / ifc | 126
instrument details - design / check / ifr/ifoa | 126
instrument details - owner approval | 126
instrument index (ii) - final | 126
bop / sb instrument location plans - revise / check / ifc | 126
instrument details - internal/owner review | 126
instrument index (ii) - design / ifr | 126
instrument details - internal review | 126
hrsg instrument location plans - internal / owner review | 126
instrument communication details - design / check / ifr/ifor | 126
instrument location plans - revise / check / ifc | 126
ctg instrument location plans - ifr / ifor | 126
hrsg instrument location plans - revise / check / ifc | 126
instrument loop drawings - revise / ifc | 126
stg instrument location plans - revise / check / ifc | 126
instrument index (ii) - internal review | 126
instrument index (ii) - internal/owner review | 126
instrument location plans - internal / owner review | 126
stg instrument location plans - internal / owner review | 126
instrument index (ii) - design / ifr / ifor | 126
bop / sb instrument location plans - ifr / ifor | 126
ctg instrument location plans - revise / check / ifc | 126
ctg instrument location plans - internal / owner review | 126
instrument details - receive owner comments | 126
bop / sb instrument location plans - internal / owner review | 126
instrument details - design / check / ifr/ifor | 126
hrsg instrument location plans - ifr / ifor | 126
instrument location plans - design / check / ifr / ifor | 126
stg instrument location plans - ifr / ifor | 126
instrument communication details - internal /owner review | 126
instrument details - revise / check / ifc | 126
instrument index (ii) - revise / ifc | 126
non-seg bus duct- vendor submit drawings (st) | 125
non-seg bus duct - issue vendor for owner approval | 125
f/r/p stg iso phase bus duct [128] foundations | 125
install ctg 1c iso phase bus duct [128] (including heaters, cable and terms) | 125
iso phase bus duct - vendor submit drawings (st) | 125
non-seg bus duct fndn - design / ifr / ifoa | 125
non-seg bus duct - prepare spec / ifr | 125
iso phase bus duct - negotiate / award / ifc | 125
stg isophase bus duct fndn - owner approval | 125
non-seg bus duct - review / revise / ifp/ifor | 125
isophase bus duct piling - design / ifr / ifoa | 125
f/r/p ctg 1b iso phase bus duct [128] foundations | 125
non-seg bus duct fndn - revise / ifc | 125
iso phase bus duct - internal review / revise | 125
f/r/p ctg 1c iso phase bus duct [128] foundations | 125
non-seg bus duct - internal review / revise | 125
iso phase bus duct - vendor fab/delivery | 125
non-seg bus duct - vendor submit drawings (el) | 125
iso phase bus duct - issue vendor for owner approval | 125
stg isophase bus duct fndn - ifr / ifoa | 125
isophase bus duct piling - owner approval | 125
iso phase bus duct - review vendor drawings (el) | 125
iso phase bus duct - negotiate / award / ifc | 125
f/r/p stg iso phase bus duct & vt surge cubicle foundations | 125
isophase bus duct piling - revise / ifc | 125
iso phase bus duct - technical bid analysis | 125
non-seg bus duct - review vendor drawings / return (el) | 125
stg isophase bus duct fndn - revise / ifc | 125
non-seg bus duct - negotiate / award / ifc | 125
iso phase bus duct - review / revise / ifp/ifor | 125
non-seg bus duct - vendor fab/delivery | 125
f/r/p ctg 1a iso phase bus duct [128] foundations | 125
non-seg bus duct -receive vendor proposals | 125
isophase bus duct piling - int./owner review | 125
iso phase bus duct - prepare spec / ifr | 125
non-seg bus duct fndn - receive owner comments | 125
iso phase bus duct - owner review | 125
iso phase bus duct - review vendor drawings / return (el) | 125
non-seg bus duct - technical bid analysis | 125
isophase bus duct piling - internal review | 125
ctg isophase bus duct fndn - design / ifr / ifoa | 125
stg isophase bus duct fndn - internal review | 125
iso phase bus duct - vendor submit drawings (el) | 125
install ctg 1b iso phase bus duct [128] (including heaters, cable and terms) | 125
pressurisation of bus duct (pressure test for constrcution) | 125
stg isophase bus duct fndn - design / ifr / ifoa | 125
ctg isophase bus duct fndn - revise / ifc | 125
isophase bus duct piling - ifr / ifoa | 125
install stg non-seg bus duct support steel | 125
install stg iso phase bus duct [128] | 125
install stg iso phase bus duct [128] (including heaters, cable and terms) | 125
non-seg bus duct fndn - internal review | 125
ctg isophase bus duct fndn - receive owner comments | 125
iso phase bus duct - review vendor drawings / return (st) | 125
iso phase bus duct - review / revise / ifp / ifor | 125
install 5kv bldg non seg bus duct a & b | 125
stg isophase bus duct fndn - receive owner comments | 125
iso phase bus duct -receive vendor proposals | 125
iso phase bus duct -owner review | 125
non-seg bus duct - review vendor drawings / return (st) | 125
iso phase bus duct - review vendor drawings (st) | 125
install ctg 1a iso phase bus duct [128] (including heaters, cable and terms) | 125
iso phase bus duct - owner approval of vendor | 125
ctg isophase bus duct fndn - internal review | 125
purchasing, transport fencing, finishing works material 20uen | 124
install north road site fence grounding | 124
dw06 - construct metal fence and removal shelter at transformer area | 124
fencing plan - owner approval | 124
install west road fencing | 124
bd - submission & approval - detail design concrete fences&gates | 124
client - review - detail design concrete fences&gates | 124
fencing & security resolve p1 items | 124
install south road fencing | 124
construction fencing finishing works 01uen | 124
fencing plan - internal review | 124
install east road fencing | 124
install fencing ground grid | 124
construction fencing finishing works 20ube/ubf | 124
install fencing around ssts | 124
purchasing, transport fencing, finishing works material 20ubf | 124
install fence around station service area | 124
install fencing around gsu 1a | 124
install fencing around stg gsu | 124
construction fencing finishing works 20uen | 124
chain-link fences and gates - internal / owner review | 124
purchasing, transport fencing, finishing works material 01uen | 124
bd - consent letter - detail design concrete fences&gates | 124
detail design fencing, finishing works 01uen | 124
fencing turnover system | 124
install east road / transmission area fencing | 124
detail design fencing, finishing works 20uen | 124
construction foundation fences&gates | 124
fencing & security resolve work remaining list | 124
install s road fencing and grounding | 124
fencing plan - revise / ifc | 124
install fencing around gsu 1c | 124
fencing plan - ifr / ifoa | 124
erection fences&gates | 124
detail design concrete structure fences&gates | 124
install north road fencing | 124
install south road / transmission area fencing | 124
work preparation, excavation fences&gates | 124
install fence around switchyard area | 124
chain-link fences and gates - design / ifr / ifor | 124
basic building design incl. 3d model fences&gates | 124
install fencing around gsu 1b | 124
fencing - issue for field procurement | 124
chain-link fences and gates - revise / ifc | 124
fencing & security system walk with pgn | 124
fencing & security construction completion walk | 124
demin #2 (@ stg area) construction completion walk | 123
condensate system #1 construction completion walk | 123
closed cooling water - wsac construction completion walk | 123
ct-1a fuel oil system construction completion walk | 123
sample system construction completion walk | 123
road / access construction completion walk | 123
ct-1b fuel gas construction completion walk | 123
foundations / pilings construction completion walk | 123
service water users construction completion walk | 123
ct 1a fuel gas construction completion walk | 123
ct-1c fuel gas construction completion walk | 123
ct 1b fuel gas construction completion walk | 123
stg drains construction completion walk | 123
circulating water construction completion walk | 123
heat tracing construction completion walk | 123
ct-1b fuel oil system construction completion walk | 123
stg lo system construction completion walk | 123
demin water #2 (stg area) construction completion walk | 123
ro water supply construction completion walk | 123
buildings construction completion walk | 123
sample system - aux / stg construction completion walk | 123
ct-1c fuel oil system construction completion walk | 123
grounding construction completion walk | 123
fuel oil tanks construction completion walk | 123
uninterruptible power construction completion walk | 123
condensate construction completion walk | 123
ro water supply pre-commission and restoration walk | 123
closed cooling water #2 (stg area) construction completion walk | 123
low voltage construction completion walk | 123
condensate system construction completion walk | 123
structural steel construction completion walk | 123
insulation construction completion walk | 123
site establishment - conduct survey to existing structures and structural survey to cooling water outfall structure | 123
high voltage construction completion walk | 123
medium voltage construction completion walk | 123
service water tank construction completion walk | 123
fo tank system construction completion walk | 123
potable water construction completion walk | 123
common fuel oil system construction completion walk | 123
storm water construction completion walk | 123
ccw #2 (@ stg area) construction completion walk | 123
circ water construction completion walk | 123
sample system - unit 1a construction completion walk | 123
flooding of cooling water intake structure and removal of stoplogs | 123
dc power construction completion walk | 123
closed cooling water #1 - wsac construction completion walk | 123
condenser construction completion walk | 123
sample system - unit 1b construction completion walk | 123
ct-1a fuel gas construction completion walk | 123
civil construction completion walk | 123
filtered water construction completion walk | 123
chilled water construction completion walk | 123
gas system construction completion walk | 123
client - review - hrsg detail design concrete 20uha | 122
client - review - detail design concrete - 20ubh01 | 122
client - review - detail design concrete - 20ubd03/04 | 122
client - review - detail design concrete 20utg02 | 122
client - review - detail design concrete - uby01 | 122
client - review - detail design concrete 20uen | 122
client - review - detail design concrete - 20ubx/20ubg03 | 122
client - review - detail design concrete - uby04/05 | 122
client - review - detail design concrete 20uex01 | 122
client - review - detail design concrete 20urd xx | 122
client - review - detail design concrete 20ubn | 122
client - review - building detail design concrete 20umc | 122
client - review - detail design concrete - 20uhx | 122
client - review - detail design concrete - 01uba9010/20 | 122
client - review - detail design concrete 20umx | 122
client - review - detail design concrete - 20ubh02 | 122
client - review - detail design concrete 20utg06 | 122
client - review - detail design concrete 20umx02 | 122
client - review - detail design concrete 01uen | 122
client - review - detail design concrete - uby02 | 122
client - review - detail design concrete 20utg03 | 122
client - review - detail design concrete - 20ubz04 | 122
client - review - detail design concrete 20upy | 122
client - review - detail design concrete 20utg05 | 122
client - review - detail design concrete - 20ubz01 | 122
client - review - detail design concrete 20uqx | 122
client - review - detail design concrete - 20ubz05 | 122
client - review - detail design concrete 20usx | 122
client - review - detail design concrete - 20uvm01 | 122
client - review - detail design concrete 20uey01 | 122
client - review - detail design concrete 20uey03-05 | 122
client - review - detail design concrete - 20ube/ubf | 122
client - review - detail design concrete - 20uly/umy | 122
client - review - detail design concrete - 20uqz | 122
client - review - detail design concrete - 20uba1110/20 | 122
client - review - detail design concrete - 20uqy02 | 122
client - review - detail design concrete - 20ubz02 | 122
client - review - detail design concrete 20utg01 | 122
client - review - detail design concrete - uba7910/7920 | 122
client - review - detail design concrete - 20ubd01/02 | 122
client - review - detail design concrete - 20uba8110/20 | 122
client - review - detail design concrete - 20uqy03 | 122
client - review - detail design concrete - 20ubg01/02 | 122
client - review - detail design concrete 20utg07 | 122
client - review - detail design concrete - uby03 | 122
client - review - detail design concrete - 20uqy01 | 122
client - review - detail design concrete - uba7xxx | 122
client - review - detail design concrete 20utg04 | 122
client - review - detail design concrete - 20uly01 | 122
client - review - detail design concrete 20uey02 | 122
client - review - detail design concrete 20ula | 122
revise rfq documents / audit / check revised offers erection contractor (mechanical) | 121
indirect mechanical procurement activities | 121
indirect electrical procurement activities | 121
contractual clarification, qualification and final evaluation | 121
quotation stage erection contractor (e and i&c) | 121
negoitiations with selected sub-contractor | 121
mechanical commodities - issue spec for field procurement | 121
mobilisation of contractor (main civil works) | 121
mobilisation erection contractor (mechanical) | 121
sending / receiving / reviewing offers erection contractor (mechanical) | 121
sending / receiving / reviewing offers erection (e and i&c) | 121
quotation stage erection contractor (mechanical) | 121
earthwork - revise / issue for field procurement | 121
contract negotiation / award erection contractor (mechanical) | 121
contract award logistics contract (sourcing board / final contract documents) | 121
evaluation/negotiation main civil works | 121
cast-in-place-concrete - issue for field procurement | 121
preparation rfq documents for erection contractor (mechanical) | 121
revise rfq documents / audit / check revised offers erection contractor (e and i&c) | 121
negotiations with selected sub-contractor | 121
concrete coatings - issue for field procurement | 121
review of quotations & preparation of bid comparison sheet logistics contract | 121
preparation rfq documents for erection contractor (e and i&c) | 121
quotation stage logistics contract | 121
contract negotiation / award erection contractor (e and i&c) | 121
mobilisation erection contractor (e and i&c) | 121
install d/b #7 - from mh#3 to mh#7 | 120
install ctg 1b from mh #2 to mh #5- db#5 | 120
install db east of mh # 6- db # 37 | 120
install db east of mh #5- db # 26 | 120
install ctg 1c mh #3 to mh #6- db # 6 | 120
install d/b #31 - from mh#8 to mh#5 | 120
install db #20 | 120
install d/b #4 - from 5kv to mh #4 | 120
install db east of mh #9- db# 39 | 120
install db #23 | 120
install db #44 | 120
install d/b #8 - from mh#4 to mh#8 | 120
install d/b #6 - ctg 1b from mh #3 to mh #6 | 120
install d/b #14 - hrsg 1b from mh #6 to stg eb | 120
install db west of mh #5- db #12 | 120
install db #43 | 120
install db east of mh #7- db # 18 | 120
install db # 42 | 120
install d/b #10 - from mh #10 to 5kv vault | 120
install ctg 1a-db#11 | 120
install hrsg 1c mh #6 to stg vault- db #14 | 120
install db #9 - from 5kv building to mh #9 | 120
install hrsg 1b mh #5 to mh #9- db#9 | 120
install db west of mh #6- db # 13 | 120
install db east of mh#4- db# 25 | 120
install d/b #2 - from mh #9 to mh #2 | 120
install d/b #3 - from 5kv bldg to mh #3 | 120
discharge culvert /zone b (shaft e interface section) - 1st layer excavation and els | 119
discharge culvert /zone a1 (eastern section) - cast base slab and kicker | 119
discharge culvert /zone a3 (western section) - install drainage pipes | 119
discharge culvert /zone a3 (western section) - trim pipe piles | 119
discharge culvert /zone a1 (eastern section) - cast side walls and top slab | 119
discharge culvert /zone a3 (western section) - backfill to 0.5m below 1st layer of struts | 119
discharge culvert /zone a1 (eastern section) - backfill and reinstate to ground level | 119
discharge culvert /zone a1 (eastern section) - trim pipe piles | 119
discharge culvert /zone a3 (western section) - install 1st layer of struts | 119
discharge culvert /zone a (eastern section) - pipe pile (pps080-240, pps330-490 excl' 1800 culvert) | 119
discharge culvert /zone a3 (western section) - cast base slab and kicker | 119
discharge culvert /zone a1 (eastern section) - construct manholes | 119
discharge culvert /zone b (shaft e interface section) - rc works | 119
discharge culvert /zone a1 (eastern section) - blinding concrete | 119
discharge culvert /zone a3 (western section) - lagging plate below 1st layer of struts to fel | 119
discharge culvert /zone a3 (western section) - backfill and reinstate to ground level | 119
discharge culvert /zone a1 (eastern section) - install drainage pipes | 119
discharge culvert /zone b(&a3) (western section) - pipe pile (pps001-079, pps491-570) - excl' 1800 drainage area | 119
discharge culvert /zone a (eastern section) - grout curtain behind pile wall - excl' 1800 drainage area | 119
discharge culvert /zone a1 (eastern section) - excavate to 0.5m below 1st layer of struts | 119
discharge culvert /zone a1 (eastern section) - install 1st layer of struts | 119
discharge culvert /zone a3 (western section) - construct manholes | 119
discharge culvert /zone a3 (western section) - blinding concrete | 119
discharge culvert / grout curtain (as a temporary cut off from zone a2) | 119
discharge culvert /zone a1 (eastern section) - excavate below 1st layer of struts to fel | 119
discharge culvert /zone a3 (western section) - excavate below 1st layer of struts to fel | 119
discharge culvert /zone a3 (western section) - cast side walls and top slab | 119
discharge culvert /zone b (shaft e interface section) - strip internal space | 119
discharge culvert /zone b(&a3) (western section) - grout curtain behind pipe pile wall | 119
discharge culvert /zone b (shaft e interface section) - excavation below 1st layer of strut to fel | 119
discharge culvert /zone a (eastern section) - all remaining works held up by the issue of 1800 culvert | 119
discharge culvert /zone a1 (eastern section) - backfill to 0.5m below 1st layer of struts | 119
discharge culvert /zone a2 (1800 drainage section) - remaining drainage works and backfill | 119
discharge culvert /zone b (shaft e interface section) - remaining drainage works and backfill | 119
discharge culvert /zone a1 (eastern section) - remove 1st layer of struts | 119
discharge culvert /zone a3 (western section) - excavate to 0.5m below 1st layer of struts | 119
discharge culvert /zone a3 (western section) - remove 1st layer of struts | 119
discharge culvert /zone a1 (eastern section) - lagging plate below 1st layer of struts to fel | 119
ctp system p&id - engineering calcs (pre-duplication) | 118
axs system p&id - engineering calcs (pre-duplication) | 118
revision p&ids after 3d drv p-system | 118
preparation p&ids l- systems (first issue) | 118
revision p&id's after 3d drv l systems | 118
preparation p&id's p-systems (input for m1) | 118
hps system p&id - engineering calcs (pre-duplication) | 118
hrh system p&id - engineering calcs (pre-duplication) | 118
engineering p&id's p-systems | 118
revision p&ids after 3d drv g-/s-/mbu20 | 118
dws system p&id - engineering calcs (pre-duplication) | 118
preparation p&id's l-systems (input for m1) | 118
fps system p&id - engineering calcs (pre-duplication) | 118
engineering p&ids, system description g-/s-/mbu20 - systems | 118
revision p&id's after 3d drv p systems | 118
crh system p&id - engineering calcs (pre-duplication) | 118
preparation p&id's hrsg - systems (input for m1) | 118
ccw system p&id - engineering calcs (pre-duplication) | 118
preparation p&id's g-systems (input for m1) | 118
engineering p&ids, system description hrsg-systems | 118
revision p&ids after 3d drv l- systems | 118
aqa system p&id - engineering calcs (pre-duplication) | 118
engineering p&id's l-systems | 118
engineering p&ids, system description p-systems | 118
preparation p&ids p-systems (first issue) | 118
arm system p&id - engineering calcs (pre-duplication) | 118
cmg system p&id - engineering calcs (pre-duplication) | 118
cnd system p&id - engineering calcs (pre-duplication) | 118
preparation p&ids ghd/gkb/scb - systems (first issue) | 118
lps system p&id - engineering calcs (pre-duplication) | 118
revision p&id's after 3d drv g-systems | 118
pws system p&id - engineering calcs (pre-duplication) | 118
bfw system p&id - engineering calcs (pre-duplication) | 118
bdn system p&id - engineering calcs (pre-duplication) | 118
stp system p&id - engineering calcs (pre-duplication) | 118
sws system p&id - engineering calcs (pre-duplication) | 118
fgs system p&id - engineering calcs (pre-duplication) | 118
engineering p&ids, system description l- systems | 118
engineering p&id's g-systems | 118
ground slab th5 - pour caps and beams to the level of ground floor slab underside | 117
ground slab th8 - prepare cj | 117
ground slab th3 - erect side formwork | 117
ground slab th9 - pour ground slab | 117
ground slab th5 - prepare cj | 117
ground slab th7 - strike formwork (if any) | 117
ground slab th9 - erect side formwork | 117
ground slab th5 - pour ground slab | 117
ground slab th2 - pour caps and beams to the level of ground floor slab underside | 117
ground slab th6 - pour ground slab | 117
ground slab th9 - prepare cj | 117
ground slab th8 - erect side formwork | 117
ground slab th3 - strike formwork (if any) | 117
ground slab th4 - pour ground slab | 117
ground slab th10 - pour caps and beams to the level of ground floor slab underside | 117
ground slab th9 - pour caps and beams to the level of ground floor slab underside | 117
ground slab th7 - pour ground slab | 117
ground slab th10 - strike formwork (if any) | 117
ground slab th8 - pour caps and beams to the level of ground floor slab underside | 117
ground slab th5 - erect side formwork | 117
ground slab th8 - strike formwork (if any) | 117
ground slab th2 - prepare cj | 117
ground slab th1 - erect side formwork | 117
ground slab th6 - pour caps and beams to the level of ground floor slab underside | 117
ground slab th5 - strike formwork (if any) | 117
ground slab th4 - prepare cj | 117
ground slab th6 - prepare cj | 117
ground slab th7 - prepare cj | 117
ground slab th3 - pour ground slab | 117
ground slab th2 - erect side formwork | 117
ground slab th10 - erect side formwork | 117
ground slab th2 - strike formwork (if any) | 117
ground slab th4 - pour caps and beams to the level of ground floor slab underside | 117
ground slab th7 - erect side formwork | 117
ground slab th8 - pour ground slab | 117
ground slab th2 - pour ground slab | 117
ground slab th10 - pour ground slab | 117
ground slab th7 - pour caps and beams to the level of ground floor slab underside | 117
ground slab th1 - prepare cj | 117
ground slab th1 - pour ground slab | 117
ground slab th3 - pour caps and beams to the level of ground floor slab underside | 117
ground slab th3 - prepare cj | 117
ground slab th6 - erect side formwork | 117
ground slab th10 - prepare cj | 117
ground slab th1 - strike formwork (if any) | 117
ground slab th4 - erect side formwork | 117
ground slab th9 - strike formwork (if any) | 117
ground slab th1 - pour caps and beams to the level of ground floor slab underside | 117
construction foundation bay2b- rebar fixing | 116
construction foundation bay2b- rebar fabrication | 116
construction foundation bay2- rebar fixing | 116
ground slab th5 - fix rebar for pile caps and ground beams install cast-in / embed items | 116
turbine table tt4 - fix rebar and cast-in / embed items | 116
ground slab th8 - fix ground floor slab rebar | 116
construction foundation bay1- rebar fixing | 116
construction ldk pit - base slab(lvl +0.65m)-rebar fixing&grounding installattion | 116
construction ldk pit - screen wall s2(lvl +4.65m)-rebar fixing | 116
ground slab th9 - fix ground floor slab rebar | 116
rebar tie in place grade beams (4 sections) | 116
construction foundation bay1- rebar fabrication | 116
ground slab th7 - fix rebar for pile caps and ground beams install cast-in / embed items | 116
construction cep pit - base slab s1(lvl +1.80m)-rebar fixing&grounding installation | 116
pre-tie rebar sections | 116
ground slab th8 - fix rebar for pile caps and ground beams install cast-in / embed items | 116
condensate pit - fix wall and column rebar | 116
ground slab th10 - fix ground floor slab rebar | 116
ground slab th2 - fix ground floor slab rebar | 116
construction cep pit - top slab(lvl +5.15m)-rebarfixing | 116
cond.polishing pit - fix rebar for pile caps, ground beams and shallow pits | 116
exhaust stack - fix rebar and install cast-in /embed items | 116
ground slab th3 - fix rebar for pile caps and ground beams install cast-in / embed items | 116
ground slab th9 - fix rebar for pile caps and ground beams install cast-in / embed items | 116
ground slab th2 - fix rebar for pile caps and ground beams install cast-in / embed items | 116
install rebar top sections (#11 & #6 rebar) | 116
construction cep pit - screen wall 02&05&06&07-rebar fixing | 116
ground slab th10 - fix rebar for pile caps and ground beams install cast-in / embed items | 116
construction cep pit - screen wall 03-rebar fixing | 116
construction foundation bay2- rebar fabrication | 116
cond.polishing pit - fix pit slab rebar | 116
ground slab th1 - fix ground floor slab rebar | 116
ground slab th6 - fix ground floor slab rebar | 116
condensate pit - fix pit slab rebar | 116
construction ldk pit - screen wall s1(lvl +2.65m)-rebar fixing | 116
ground slab th4 - fix ground floor slab rebar | 116
ground slab th5 - fix ground floor slab rebar | 116
cond.polishing pit - fix wall and column rebar | 116
ground slab th7 - fix ground floor slab rebar | 116
ground slab th6 - fix rebar for pile caps and ground beams install cast-in / embed items | 116
ground slab th4 - fix rebar for pile caps and ground beams install cast-in / embed items | 116
construction foundation bay2a- rebar fabrication | 116
ground slab th3 - fix ground floor slab rebar | 116
construction foundation bay2a- rebar fixing | 116
hrsg - fix rebar and install cast-in /embed items (part 1 of 2) | 116
ground slab th1 - fix rebar for pile caps and ground beams and install cast-in / embed items | 116
construction cep pit - base slab s2(lvl +2.40m)-rebar fixing&grounding installattion | 116
hrsg - fix rebar and install cast-in /embed items (part 2 of 2) | 116
condensate pit - fix rebar for pile caps, ground beams and shallow pits | 116
install rebar bottom section / embeds | 116
cems 1b (bypass stack) notification of turnover walk to pgn | 115
cems 1c (bypass stack) complete turnover package | 115
cems 1b notification of turnover walk to pgn | 115
cems 1a notification of turnover walk to pgn | 115
cems 1c (bypass stack) notification of turnover walk to pgn | 115
cems 1b (bypass stack)turnover system | 115
cems 1a (bypass stack) pre-commission and restoration walk | 115
cems 1b (bypass stack) complete turnover package | 115
cems 1b (bypass stack) pre-commission and restoration walk | 115
cems 1a system turnover walk with pgn | 115
cems 1a (bypass stack) system turnover walk with pgn | 115
cems 1a construction completion walk | 115
cems 1b (bypass stack) construction completion walk | 115
cems 1a turnover system | 115
cems 1c (bypass stack) turnover system | 115
cems 1a (bypass stack) notification of turnover walk to pgn | 115
cems 1a (bypass stack) complete turnover package | 115
cems 1c (bypass stack) system turnover walk with pgn | 115
cems 1c (bypass stack) pre-commission and restoration walk | 115
cems 1a complete turnover package | 115
cems 1b (bypass stack) system turnover walk with pgn | 115
cems 1a (bypass stack) construction completion walk | 115
cems 1b pre-commission and restoration walk | 115
cems 1b system turnover walk with pgn | 115
cems 1b turnover system | 115
cems 1b construction completion walk | 115
cems 1a (bypass stack) turnover system | 115
cems 1c (bypass stack) construction completion walk | 115
cems 1b complete turnover package | 115
cems 1a pre-commission and restoration walk | 115
install d/b branches #8br,24,75,34,47,46,48 - ctg 1a | 114
install u/g pipe branch lines stg elec bldg area (a) | 114
install ctg 1b area u/g pipe branch lines - under slab | 114
install stg d/bank branches from south of stg vault- db #40 and db #41 | 114
install u/g pipe branch lines - ctg 1a | 114
install stg elect bldg area u/g pipe branch lines (night shift) | 114
install d/b branches #18 - wsac area | 114
install hrsg 1a d/bank branches west of manhole #8- db #28 and db # 78 | 114
install hrsg 1b area u/g pipe branch lines - under slab | 114
install u/g pipe branch lines - hrsg 1a | 114
install stg area u/g pipe branch lines | 114
install d/b branches #17,33,44,30 - hrsg 1b | 114
install u/g pipe branch lines stg area (b)(c) | 114
install ctg 1a u/g pipe branch lines - under slab | 114
install hrsg 1c area u/g pipe branch lines | 114
install ctg 1c area u/g pipe branch lines - under slab | 114
install d/b branches #15, 16 - stg elec bldg area | 114
install hrsg 1c area u/g pipe branch lines - under slab | 114
install hrsg 1b area u/g pipe branch lines | 114
install u/g pipe branch lines - hrsg 1b | 114
install hrsg 1b d/bank branches west of manhole #9- db# 29 and db# 79 | 114
install u/g pipe branch lines - ctg 1b | 114
install d/b branches #23, 28, 31, 42, 71 - hrsg 1a | 114
install u/g pipe branch lines - control/admin/demin area | 114
install ctrl bldg area u/g pipe | 114
install ctg 1b area u/g pipe branch lines | 114
install ctg 1a u/g pipe branch lines | 114
install hrsg 1a area u/g pipe branch lines | 114
install d/b branches #13, 14, 25, 36, 67, 68, 69, 70 - ctg 1b | 114
install d/b branches #37 - stg area | 114
install u/g pipe branch lines wsac area | 114
install hrsg 1a area u/g pipe branch lines - under slab | 114
install stg d/bank branches from east of stg vault- db #16 and db# 15 | 114
install hrsg 1c d/bank branches west of stg vault- db # 33, db # 80 and db #30 | 114
install ctg 1c area u/g pipe branch lines | 114
turbine hall gl5-7 /f-e (bay 3b) - connect erected columns by beams and bracing to +32.26 | 113
turbine hall gl5-7 - erect steel columns sc3 at gl.7 /c | 113
turbine hall gl1~5 - erect steel columns sc1(sc2)(w/ overhead crane support columns) at gl.1-4 /a | 113
turbine hall gl1~5 - erect steel columns sc1 (w/ overhead crane support columns) at gl.1 /g2-c | 113
turbine hall gl5-7 /g1 -f (bay 2b) - connect erected columns by beams and bracing to +32.26 | 113
turbine hall gl.5-7 - install main beams to the steel columns at gl.5-7 /g1, +32.26 | 113
turbine hall gl.1-5 - install main beams to the steel columns at gl.1-5 /h, +37.26 | 113
turbine hall gl1~5 - erect steel columns sc1(sc2) (w/ overhead crane support columns) at gl.1-5 /h | 113
turbine hall gl1~5 - erect steel columns sc1 (w/ overhead crane support columns) at gl.5 /f | 113
turbine hall gl5-7 /h-g1 (bay 1b) - connect erected columns by beams and bracing to +32.26 | 113
turbine hall gl5-7 - erect steel columns sc3 at gl.7 /e | 113
turbine hall gl1~5 - erect steel columns sc1 (w/ overhead crane support columns) at gl.5 /a | 113
turbine hall gl5-7 /e-d (bay 4b) - connect erected columns by beams and bracing to +32.26 | 113
turbine hall gl.5-7 - install main beams to the steel columns at gl.5-7 /c, +32.26 | 113
turbine hall gl.1-5 - install main beams to the steel columns at gl.1-5 /a, +37.26 | 113
turbine hall gl.1-5 - install main trusses to the steel columns at gl.1-5 /c, +37.26 | 113
turbine hall gl.1-5 - install main trusses to the steel columns at gl.1-5 /e, +37.26 | 113
turbine hall gl5-7 /b-a (bay 7b) - connect erected columns by beams and bracing to +32.26 | 113
turbine hall gl.7-10 (bay 3c) - erect steel columns and bracing sc4 at gl.7-10 /f-c | 113
turbine hall gl5-7 - erect steel columns sc3 at gl.7 /b | 113
turbine hall gl.1-5 /g2/g1-g (bay 2a) - connect erected columns by beams and bracing to +37.26 | 113
turbine hall gl1~5 - erect steel columns sc1 (w/ overhead crane support columns) at gl.5 /g | 113
turbine hall gl5-7 /c-b (bay 6b) - connect erected columns by beams and bracing to +32.26 | 113
turbine hall gl.7-10 (bay 1c) - erect steel columns and bracing sc4 at gl.7-10 /k1-g1 | 113
turbine hall gl.1-5 /g-f (bay 3a) - connect erected columns by beams and bracing to +37.26 | 113
turbine hall gl5-7 /d-c (bay 5b) - connect erected columns by beams and bracing to +32.26 | 113
turbine hall gl5-7 - erect steel columns sc3 at gl.7 /g2-g1 | 113
turbine hall gl.5-7 - install main beams to the steel columns at gl.5-7 /f, +32.26 | 113
turbine hall gl.5-7 - install main beams to the steel columns at gl.5-7 /a, +32.26 | 113
turbine hall gl.7-10 (bay 4c) - erect steel columns and bracing sc4 at gl.7-10 /c-a | 113
turbine hall gl.5-7 - install main beams to the steel columns at gl.5-7 /d, +32.26 | 113
turbine hall gl5-7 - erect steel columns sc3 at gl.7 /a | 113
turbine hall gl1~5 - erect steel columns sc1 (w/ overhead crane support columns) at gl.1 /b | 113
turbine hall gl.1-5 - install main trusses to the steel columns at gl.1-5 /d, +37.26 | 113
turbine hall gl5-7 - erect steel columns sc3 at gl.7 /f1 | 113
turbine hall gl5-7 - erect steel columns sc3 at gl.7 /f | 113
turbine hall gl.5-7 - install main beams to the steel columns at gl.5-7 /b, +32.26 | 113
turbine hall gl1~5 - erect steel columns sc1 (w/ overhead crane support columns) at gl.5 /c | 113
turbine hall gl.1-5 /d-c (bay 6a) - connect erected columns by beams and bracing to +37.26 | 113
turbine hall gl.1-5 - install main trusses to the steel columns at gl.1-5 /f, +37.26 | 113
turbine hall gl.1-5 - install main trusses to the steel columns at gl.1-5 /g2-g1, +37.26 | 113
turbine hall gl1~5 - erect steel columns sc1 (w/ overhead crane support columns) at gl.5 /d | 113
turbine hall gl.1-5 - install main trusses to the steel columns at gl.1-5 /b, +37.26 | 113
turbine hall gl.1-5 /f-e (bay 4a) - connect erected columns by beams and bracing to +37.26 | 113
turbine hall gl.1-5 - install main trusses to the steel columns at gl.1-5 /g, +37.26 | 113
turbine hall gl.1-5 /c-b (bay 7a) - connect erected columns by beams and bracing to +37.26 | 113
turbine hall gl.7-10 (bay 2c) - erect steel columns and bracing sc4 at gl.7-10 /g1-f | 113
turbine hall gl.5-7 - install main beams to the steel columns at gl.5-7 /e, +32.26 | 113
turbine hall gl5-7 - erect steel columns sc3 at gl.7 /d | 113
turbine hall gl.1-5 /h-g2/g1 (bay 1a) - connect erected columns by beams and bracing to +37.26 | 113
turbine hall gl.1-5 /e-d (bay 5a) - connect erected columns by beams and bracing to +37.26 | 113
turbine hall gl5-7 - erect steel columns sc3(sc2) at gl.6-7 /h | 113
turbine hall gl.5-7 - install main beams to the steel columns at gl.5-7 /h, +32.26 | 113
turbine hall gl.1-5 /b-a (bay 8a) - connect erected columns by beams and bracing to +37.26 | 113
turbine hall gl1~5 - erect steel columns sc1 (w/ overhead crane support columns) at gl.5 /e | 113
ctg/hrsg manhole fndn (#4 north of ctg 1a) - owner approval | 112
manhole fndn (#10 south of ctg 1a) - revise / ifc | 112
precast manhole #8 - fab & delivery | 112
precast - review manhole vendor drawings / return (st) | 112
manhole fndn (#6 north of ctg 1b) - revise / ifc | 112
manhole fndn (#6 north of ctg 1b) - internal review | 112
manhole fndn (#5 sw hrsg1a) (precast) - ifr / ifoa | 112
ctg/hrsg manhole fndn (#8 north of hrsg 1a) (precast)- owner approval | 112
stg manholes fndn (#7 north of stg)- ifr / ifoa | 112
manhole fndn (#2 tank farm) - ifr / ifoa | 112
manhole fndn (#10 south of ctg 1a) - ifr / ifoa | 112
precast manhole #1 - fab & delivery | 112
manhole fndn (#4 north of ctg 1a) - ifr / ifoa | 112
manhole fndn (#2 tank farm) - revise / ifc | 112
manhole fndn (#5 sw hrsg1a) (precast) - up-rev per quantity review | 112
ctg/hrsg manhole fndn (#10 south of ctg 1a) - owner approval | 112
precast - vendor submit manhole drawings (st) | 112
manhole fndn (#5 sw hrsg1a) (precast) - revise / ifc | 112
bop manholes fndn (#5 sw hrsg1a) (precast) - owner approval | 112
manholes (precast) - issue mcr | 112
manhole fndn (#6 north of ctg 1b) - ifr / ifoa | 112
manhole fndn (#10 south of ctg 1a) - up-rev for quantity review | 112
stg manholes fndn (#7 north of stg) - revise / ifc | 112
manhole fndn (#8 north of hrsg 1a) (precast) - ifr / ifoa | 112
manhole fndn (#5 sw hrsg1a) (precast) - internal review | 112
ctg/hrsg manhole fndn (#6 north of ctg 1b) - owner approval | 112
manhole fndn (#8 north of hrsg 1a) (precast) - internal review | 112
manhole fndn (#4 north of ctg 1a) - revise / ifc | 112
stg manholes fndn (#7 north of stg)- internal review | 112
manhole fndn (#2 tank farm) - internal review | 112
manhole fndn (#1 ww pumps) (precast) - revise / ifc | 112
precast - vendor submit sump drawings (st) | 112
precast - review sump vendor drawings / return (st) | 112
precast manhole #5 - fab & delivery | 112
stg manholes fndn (#7 north of stg)- owner approval | 112
manhole fndn (#8 north of hrsg 1a) (precast)- revise / ifc | 112
manhole fndn (#4 north of ctg 1a) - internal review | 112
manhole fndn (#1 ww pumps) (precast) - internal review | 112
manhole fndn (#10 south of ctg 1a) - internal review | 112
manhole fndn (#1 ww pumps) (precast) - ifr / ifoa | 112
placing and alignment of sliding supports | 111
install isophase supports | 111
deliver anchor bolts | 111
erection mkc05 slip ring structure mkc20 | 111
placing and alignment of support plates and sliding supports mag20 | 111
final alignment of slipring set mka | 111
grout support block centering guide | 111
final coupling of slipring shaft mka | 111
install accessories/supports/mounting fitting | 111
finish installation of slipring set mka | 111
install. and prealignment of steel bars for lp1 centering guide ma | 111
final assembling of slipring set mka | 111
placing and alignment of support plates | 111
fitting and bolting of front and rear cover with seal mag20 | 111
install h2 shaft seals | 111
hanger support | 111
lp-1 - install guide blade carrier & stationary blade ring upper part | 111
install supports | 111
temporary coupling and swing check of slipring shaft of slipring set mka | 111
installing guide blade rings and lp1-top half inner casing and lp1-top half outer casing ma | 111
fitting alignment keys | 111
placing bearing casings incl. anchor bolts ma | 111
inspect anchor bolts | 111
install anchor bolts - rear lp-1 bearing pedestal | 111
lower support block centering guide to foundation pit | 111
align support block centering guide | 111
install anchor bolts | 111
install accessories/supports/mounting/fittings | 111
grouting of slipring baseplates mka | 111
install anchor bolts - front hp bearing pedestal | 111
erection of slipring set mka | 111
setting anchor bolt with template | 111
preassembling of slipring set mka | 111
fitting and bolting of front and rear coverwith seal | 111
place cover on lp shaft seal casing ready for operations - fabricate to size & insert fitted keys | 111
install sealing rings in front/rear hp & rear lp1 bearing pedestals | 111
et200 cabinet installation including supports | 111
install accessories/supports | 111
install & prealign steel bar for lp-1 casing guider in foundation | 111
install & prealign steel bars for lp-1 casing centering guiders in foundation | 111
grouting anchor bolts mka | 111
align & welding spur of the support block of centering guide | 111
install anchor bolts - rear hp bearing pedestal | 111
machine to size & install fitted keys for hp casing guide | 111
preassembling of slipring baseplate mka | 111
complete anchor bolt / embed checkout | 111
install bearing bracket oil seals te/ee | 111
stg bop vault fndn - review rebar shop drawings | 110
submit stg electrical building vendor drawings to kpe for approval | 110
submit hrsg rebar vendor drawings to kpe for approval | 110
submit 5kv building vendor drawings to kpe for approval | 110
stg mat and column fndn - review rebar shop drawings | 110
fab & deliver stg pedestal rebar | 110
fab & deliver stg electrical building rebar | 110
fab & deliver wsac rebar | 110
fab & deliver stg column / pedestal rebar | 110
5kv elec vault fndn - review rebar shop drawings | 110
submit ctg rebar vendor drawings to kpe for approval | 110
submit ctg rebar vendor drawings to kpe for approval | 110
wsac foundation - review rebar shop drawings | 110
submit ccwc rebar vendor drawings to kpe for approval | 110
submit stg gantry crane rebar vendor drawings to kpe for approval | 110
fab & deliver hrsg rebar | 110
fab & deliver stg base mat rebar | 110
ctg - review rebar shop drawings | 110
submit stg base mat rebar vendor drawings to kpe for approval | 110
stg pedestal fndn - review rebar shop drawings | 110
submit hrsg rebar vendor drawings to kpe for approval | 110
submit wsac rebar vendor drawings to kpe for approval | 110
submit stg electrical building vendor drawings to kpe for approval | 110
hrsg foundation - review rebar shop drawings | 110
fab & deliver ctg rebar | 110
submit stg gantry crane rebar vendor drawings to kpe for approval | 110
fab & deliver 5kv building rebar | 110
fab & deliver ccwc rebar | 110
submit stg pedestal rebar vendor drawings to kpe for approval | 110
submit 5kv building drawings to vendor for detailing | 110
fab / deliver rebar | 110
submit 5kv building vendor drawings to kpe for approval | 110
hydro testing fp-308 | 109
hydro testing fp-309 | 109
hydro testing fp-602 | 109
hydro testing fp-213 | 109
pgn complete hrsg 1b hydrolic flush & loop checks | 109
hydro test with hrsg | 109
install hrsg 1c hydro test | 109
pgn complete hrsg 1c hydrolic flush & loop checks | 109
reconfigure post hydro test | 109
pgn complete hrsg 1a hydrolic flush & loop checks | 109
hydro testing fp-312 | 109
hydro testing fp-404 | 109
hydro testing fp-212 | 109
pe qc review prior to hydro hrsg b | 109
pe qc review prior to hydro hrsg a | 109
hrsg 1a hydro test | 109
install hrsg 1b hydro test | 109
hydro testing fp-301 | 109
install hrsg 1a temporary hydro test piping | 109
hydro testing fp-303 | 109
hydro testing fp-601 | 109
hydro testing fp-604 | 109
hrsg 1b hydro test | 109
hrsg blowdown hydro testing | 109
install hrsg 1b temporary hydro test piping | 109
hydro testing fp-311 | 109
hydro testing fp-307 | 109
sump pumps - review vendor drawings / return (el) | 108
concrete - ex. redundant sump pump pipe supports | 108
sump pumps - internal review / revise | 108
sump pumps - review vendor drawings (el) | 108
install sump pumps | 108
sump pumps - technical bid analysis | 108
install hrsg 1b blowdown sump pumps [158] | 108
mechanical - add redundent sump pumps | 108
sump pumps - review vendor drawings (st) | 108
sump pumps - prepare spec / ifr | 108
sump pumps - review vendor drawings / return (me) | 108
pipe - co #096 add redundant sump pumps @ waste oil | 108
transport sump pump gm | 108
detail design, manufacturing, shop test sump pump gm/ugu | 108
electrical - co #96 add redundant sump pumps | 108
sump pumps - review & respond to owner comments / revise / ifp/ifor | 108
sump pumps - review vendor drawings / return (st) | 108
logistics and customs preparation sump pump gm | 108
install hrsg 1c blowdown sump pumps [158] | 108
sump pumps - review vendor drawings (ic) | 108
sump pumps - review vendor drawings / return (ic) | 108
design data sheets sump pump gm | 108
sump pumps - review vendor drawings (me) | 108
sump pumps - vendor submit drawings (me) | 108
co#96 - redundant sump pumps | 108
manufacturing / shop test sump pump gm | 108
sump pumps - review / revise / ifp/ifor | 108
sump pumps - vendor submit drawings (ic) | 108
sump pumps - vendor submit drawings (el) | 108
install hrsg 1a blowdown sump pumps [158] | 108
transport sump pump gm/ugu | 108
sump pumps - owner review | 108
sump pump install | 108
sump pumps - vendor submit drawings (st) | 108
concrete - frp redundant sump pump pipe supports | 108
install ammonia area ww collection sump pumps [046] | 108
install instruments - storm water | 107
install instruments - peaker air | 107
install sample system instruments | 107
install instruments - sample system hrsg 1a | 107
install instruments - potable water | 107
install instruments - filtered water | 107
install condensate system instruments | 107
install instruments - instrument air - stg & bop | 107
install instruments - stp drains | 107
install instrument air and service water pipe | 107
install ccw #2 (@ stg area) instruments | 107
install instruments - hrsg flue gas 1b | 107
install instruments | 107
install instruments - ultrafilter | 107
install hrsg flue gas side 1c instruments | 107
install instruments - service water supply | 107
install hrsg flue gas side 1b instruments | 107
pipe - install instruments in boss on 441.442, 439 and 444 systems | 107
install instruments - hrsg steam side 1b | 107
adjust instrument devices | 107
install instruments - sample system stg & auxiliary | 107
install hrsg 1-b blowdown instruments | 107
install instruments - circ water | 107
install instrument air (stg) instruments | 107
install instruments - hrsg flue gas 1a | 107
install instruments - hrsg steam side 1a | 107
install instruments - condensate #2 | 107
install demin #2 (@ stg area) instruments | 107
install hrsg steam side 1b instruments | 107
install hrsg 1-c blowdown instruments | 107
install instruments - condensate | 107
install instruments - stg lo system | 107
install instruments - sample system hrsg 1b | 107
install hrsg 1-a blowdown instruments | 107
install instruments - hrsg 1a blowdown | 107
install hrsg flue gas side 1a instruments | 107
install hrsg steam side 1c instruments | 107
install instruments - hrsg 1b blowdown | 107
install hrsg steam side 1a instruments | 107
install stg lo system instruments | 107
stg gland steam system pre-commissioning | 106
install raceway - stg gland steam system | 106
design / manufacturing gland steam condenser 20maw | 106
install stg gland steam instruments | 106
stg gland steam system turnover system | 106
terminate - stg gland steam system | 106
pull stg gland steam system cable | 106
install stg gland steam condenser [053] & exhstr | 106
stg steam valve checkout / calibration | 106
stg gland steam i&c calibrations. | 106
stg gland steam system notification of turnover walk to pgn | 106
stg gland steam system system turnover walk with pgn | 106
install stg gland steam pipe (stg prov) | 106
stg gland steam system pre-commission and restoration walk | 106
install stg gland steam [431] a/g sb pipe | 106
stg gland steam system complete turnover package | 106
install gland steam condenser (maw) | 106
stg gland steam loop verfications. | 106
terminate stg gland steam system cable | 106
install stg gland steam system cable tray / conduit | 106
install stg gland steam pipe (sys 531) - (stg provided) | 106
install stg gland steam [431] a/g lb pipe | 106
install stg steam pipe and valve supports - (stg provided) | 106
install stg gland steam system tubing | 106
logistics and customs preparation gland steam condenser 20maw | 106
quotation stage gland steam condenser maw | 106
install instruments - stg gland steam system | 106
install stg main steam (stg prov) | 106
pull cable - stg gland steam system | 106
stg gland steam system construction completion walk | 106
prepare tec rfq doc gland steam condenser maw | 106
transport to site st gland steam condenser maw | 106
transport gland steam condenser 20maw | 106
transport st gland steam condenser maw to north sea port | 106
termination of tp-m13a | 105
termination of tp-i18 | 105
termination of tp-i17 | 105
not applicable - termination of tp-m20a | 105
termination of tp-c7a | 105
termination of tp-f2a | 105
termination of tp-m2c | 105
termination of tp-i21 | 105
termination of tp-i1 | 105
termination of tp-c5a | 105
termination of tp-m26a | 105
termination of tp-i5 | 105
termination of tp-i22 | 105
termination of tp-m10a | 105
termination of tp-e3 | 105
termination of tp-m9b | 105
termination of tp-m18a | 105
not applicable - termination of tp-m21a | 105
termination of tp-i19ii | 105
termination of tp-m1a | 105
not applicable - termination of tp-m25a | 105
termination of tp-c2a | 105
termination of tp-c3a | 105
termination of tp-m17a | 105
termination of tp-c8a | 105
termination of tp-m7a | 105
termination of tp-i2iii | 105
termination of tp-i19i | 105
termination of tp-m8a | 105
termination of tp-e6ii | 105
termination of tp-i6 | 105
not applicable - termination of tp-m22a | 105
termination of tp-i13 | 105
termination of tp-f1c | 105
termination of tp-i16 | 105
not applicable - termination of tp-m23a | 105
termination of tp-c1a | 105
termination of tp-i2ii | 105
termination of tp-i15 | 105
termination of tp-i2iv | 105
termination of tp-e6 | 105
termination of tp-c6a | 105
termination of tp-c4a | 105
termination of tp-m13b | 105
termination of tp-f1b | 105
termination of tp-m1b | 105
termination of tp-i20 | 105
termination of tp-m6b | 105
termination of tp-c9a | 105
not applicable - termination of tp-m24a | 105
not applicable - termination of tp-m19a | 105
termination of tp-m5a | 105
termination of tp-i4 | 105
termination of tp-e2 | 105
termination of tp-i23 | 105
termination of tp-m5b | 105
termination of tp-i10 | 105
termination of tp-e4 (by client) | 105
termination of tp-i2i | 105
termination of tp-m14a | 105
termination of tp-m15a | 105
termination of tp-m16a | 105
termination of tp-i3 | 105
termination of tp-e5 | 105
termination of tp-m29a | 105
termination of tp-c10a | 105
termination of tp-m7b | 105
termination of tp-i12 | 105
termination of tp-m14b | 105
termination of tp-m28a | 105
termination of tp-m6a | 105
termination of tp-m9a | 105
termination of tp-m4a | 105
termination of tp-f1a | 105
manufacturing / shop test condensate recirc.pump 20lca51 | 104
manufacturing / shop test condensate extraction pump 20lcb | 104
quotation stage condensate extraction pump lcb | 104
logistics and customs preparation condensate extraction pump 20lcb | 104
erection condensate extraction pump 20lcb | 104
condensate pumps - review vendor drawings / return (me) | 104
condensate pumps - internal review / revise | 104
condensate pumps -receive vendor proposals | 104
logistics and customs preparation condensate recirc.pump 20lca51 | 104
detail design, manufacturing, shop test condensate extraction pump lcb | 104
placing condensate extraction pump 20lcb | 104
condensate pumps - vendor fab/delivery | 104
condensate pumps - review / revise / ifp/ifor | 104
condensate pumps - owner review | 104
quotation stage condensate recirc.pump lca51 | 104
technical clarifcation / prep. rfq condensate extraction pumps lcb | 104
condensate pumps system walk with pgn | 104
contract review, preparation rfq condensate extraction pump lcb | 104
condensate pumps - vendor submit drawings (me) | 104
condensate pumps - review vendor drawings (me) | 104
design data sheets condensate recirc.pump lca51 | 104
condensate pumps - review vendor drawings / return (el) | 104
contract review, preparation rfq condensate recirc.pump lca51 | 104
condensate pumps - negotiate / award / ifc | 104
condensate pumps - review vendor drawings (st) | 104
condensate pumps - prepare spec / ifr | 104
condensate pumps - vendor submit drawings (st) | 104
condensate pumps - technical bid analysis | 104
install condensate recirculation pump skid (lca50y module) | 104
contract review / prep. rfq condensate recirc.pump lca51 | 104
design data sheets condensate extraction pumps lcb | 104
electrical erection condensate extraction pump 20lcb | 104
condensate pumps construction completion walk | 104
transport condensate extraction pump 20lcb | 104
condensate pumps - review vendor drawings / return (st) | 104
installation of condensate extraction pump - skid | 104
condensate pumps - vendor submit drawings (el) | 104
condensate pumps - review vendor drawings (el) | 104
manufacturing, shop test condensate recirculation pump lca51 | 104
transport condensate extraction pump lcb | 104
transport condensate recirculating pump lca51 | 104
(bop) technical clarification water pipework system | 103
detail design fuel gas receiving and mixing system 01ek | 103
(bop) quotation stage fuel oil forwarding system eg (incl. pumps) | 103
(bop) quotation stage fuel gas supply system ek (add. isolating valves only) | 103
(bop) technical clarification hydrogen supply system | 103
(bop) manufacturing, shop test hydrogen supply system | 103
transport fuel gas supply system ek/ekc | 103
gas system common moblize nit tanker | 103
(bop) transport fuel oil forwarding system eg (incl. pumps) | 103
(bop) basic design, specification hydrogen supply system (incl. fsd compliance check) | 103
(bop) technical clarification fuel gas supply system ek (add. isolating valves only) | 103
(bop) technical clarification fuel oil forwarding system eg (incl. pumps) | 103
(bop) transport water pipework system | 103
quotation stage fuel gas receiving and mixing system ek | 103
(bop) technical clarification co2 supply system | 103
basic design / prep. rfq fuel gas receiving and mixing system ek | 103
(bop) transport co2 supply system | 103
transport (from germany) fuel gas receiving and mixing system 01ek | 103
(bop) quotation stage co2 supply system | 103
(bop) basic design, specification water pipework system | 103
(bop) manufacturing, shop test co2 supply system | 103
(bop) quotation stage water pipework system | 103
mechanical erection fuel gas receiving and mixing system 01ek | 103
(bop) transport hydrogen supply system | 103
(bop) basic design, preparation rfq fuel oil forwarding system eg (incl. pumps) | 103
(bop) manufacturing, shop test water pipework system | 103
(bop) quotation stage hydrogen supply system | 103
detail design, manufacturing fuel gas supply system ek/ekc | 103
(bop) transport fuel gas supply system ek (add. isolating valves only) | 103
manufacturing / shop test fuel gas receiving and mixing system 01ek | 103
(bop) detail design, manufacturing, shop test fuel oil forwarding system eg (incl. pumps) | 103
quotation stage fuel gas supply system ek/ekc | 103
(bop) basic design, specification co2 supply system (incl. fsd compliance check) | 103
(bop) detail design, manufacturing fuel gas supply system ek (add. isolating valves only) | 103
(bop) basic design, preparation rfq fuel gas supply system ek (add. isolating valves only) | 103
gas system common moblize nit. tanker | 103
logistics and customs preparation fuel gas receiving and mixing system 01ek | 103
wsac chem feed i&c checks | 102
chem feed storage bldg foundation - owner approval | 102
chem feed - technical bid analysis | 102
chem feed- review/ revise / ifp/ifor | 102
chem feed - vendor fab/delivery | 102
chem feed- vendor submit drawings (me) | 102
chem feed bldg floor framing - revise / ifc | 102
chem feed - vendor submit drawings (st) | 102
chemical feed ei's - revise / ifc | 102
wsac chem feed storage fdn - revise / ifc | 102
chem feed - owner approval of vendor | 102
chem feed bldg floor framing - ifr / ifoa | 102
wsac chem. feed sb [517] a/g pipe | 102
wsac chem feed turnover system | 102
wsac chem feed fill tanks/totes with chemical | 102
chem feed - review vendor drawings / return (ic) | 102
chemical feedr ei's - internal review | 102
chem feed - negotiate / award / ifc | 102
chem feed - vendor submit drawings (ic) | 102
chem feed - review vendor drawings (el) | 102
cycle chem feed foundation - revise / ifc | 102
install wsac chem feed pipe [517] sb | 102
f/r/p wsac chem feed enclosure [743] fdn | 102
wsac chem feed system turnover walk with pgn | 102
chem feed - review vendor drawings (st) | 102
wsac chem feed storage fdn - owner approval | 102
recv chem feed supllier information | 102
wsac chem feed chemical pump/skid checks | 102
chem feed - vendor submit drawings (el) | 102
chemical feed ei's - ifr/ ifoa | 102
wsac chem feed loop verfications | 102
chemical feed ei's - owner approval | 102
ccwc chem feed foundation - internal review | 102
chem feed storage bldg foundation- ifr / ifoa | 102
chem feed - review vendor drawings / return (el) | 102
chem feed- internal review / revise | 102
cycle chem feed foundation - design / ifr / ifoa | 102
wsac chem feed complete turnover package | 102
chem feed - issue vendor for owner approval | 102
wsac chem feed hydro tanks & piping | 102
cycle chem feed foundation - internal review | 102
chem feed - prepare spec / ifr | 102
chem feed- owner review | 102
wsac ccw sb [464] | 102
ccwc chem feed foundation - revise / ifc | 102
chem feed storage bldg foundation - revise / ifc | 102
chem feed - review vendor drawings / return (me) | 102
chem feed - review vendor drawings / return (st) | 102
chem feed bldg floor framing - internal review | 102
chem feed - review vendor drawings (me) | 102
chem feed- receive vendor proposals | 102
ccwc chem feed enclosure - vendor submit drawings (st) | 102
chem feed storage bldg foundation - internal review | 102
wsac chem feed storage fdn - internal review | 102
cycle chem feed enclosure - vendor submit drawings (st) | 102
wsac chem feed storage fdn - ifr / ifoa | 102
wsac chem feed notification of turnover walk to pgn | 102
chem feed bldg floor framing - owner approval | 102
ccwc chem feed foundation - design / ifr / ifoa | 102
f/r/p wsac chem feed enclosure [772] fdn | 102
shaft a - intstall lagging plates and 10th layer of ring beam | 101
shaft f - intstall lagging plates and 3rd layer of ring beam | 101
shaft f - intstall lagging plates and 9th layer of ring beam | 101
shaft e - intstall lagging plates and 6th layer of strut | 101
shaft a - intstall lagging plates and 2nd layer of ring beam | 101
shaft a - intstall lagging plates and 6th layer of ring beam | 101
shaft f - intstall lagging plates and 2nd layer of ring beam | 101
shaft a - intstall lagging plates and 9th layer of ring beam | 101
shaft f - intstall lagging plates and 8th layer of ring beam | 101
shaft f - intstall lagging plates and 7th layer of ring beam | 101
shaft e - intstall lagging plates and 3rd layer of strut | 101
shaft a - intstall lagging plates and 5th layer of ring beam | 101
shaft f - intstall lagging plates and 12th layer of ring beam | 101
shaft f - intstall lagging plates and 10th layer of ring beam | 101
shaft a - intstall lagging plates and 8thnd layer of ring beam | 101
shaft e - intstall lagging plates and 8th layer of strut | 101
shaft f - intstall lagging plates and 5th layer of ring beam (af tbc) | 101
shaft a - intstall lagging plates and 4th layer of ring beam | 101
shaft e - intstall lagging plates and 4th layer of strut | 101
shaft f - intstall lagging plates and 13th layer of ring beam | 101
shaft a - intstall lagging plates and 7th layer of ring beam | 101
shaft e - intstall lagging plates and 7th layer of strut | 101
shaft e - intstall lagging plates and 5th layer of strut | 101
shaft e - intstall lagging plates and 2nd layer of strut | 101
shaft a - intstall lagging plates and 3rd layer of ring beam | 101
shaft f - intstall lagging plates and 11th layer of ring beam | 101
shaft f - intstall lagging plates and 4th layer of ring beam | 101
shaft f - intstall lagging plates and 6th layer of ring beam | 101
ccwc - vendor submit drawings (st) | 100
sample panel - review vendor drawings / return (st) | 100
ccwc - vendor submit drawings (el) | 100
cems - review vendor drawings (ic) | 100
ccwc - issue vendor for owner approval | 100
ccwc - review vendor drawings (me) | 100
wsac- review vendor drawings (st) | 100
wsac - review vendor drawings (ic) | 100
ccwc - internal review | 100
lv mcc schematics - owner approval | 100
ccwc - review vendor drawings (ic) | 100
ccwc- review vendor drawings (st) | 100
lv mccs - owner review | 100
cems - owner review | 100
lv mcc schematics - internal review | 100
cems- vendor submit drawings (me) | 100
sample panel - review vendor drawings (ic) | 100
t/c & t/w's - review vendor drawings / return (ic) | 100
wsac - vendor submit drawings (el) | 100
cems - review vendor drawings (st) | 100
ccwc - vendor submit drawings (me) | 100
lv mccs - vendor submit drawings (st) | 100
sample panel - vendor submit drawings (st) | 100
submit wsac drawings to vendor for detailing | 100
sample panel - review vendor drawings / return (ic) | 100
lv mccs - vendor submit drawings (el) | 100
cems ei's - internal review | 100
t/c & t/w's - vendor submit drawings (me) | 100
wsac - vendor submit drawings (me) | 100
sample panel - vendor submit drawings (ic) | 100
lv mccs - receive dcs cabinets from owner's vendor | 100
lv mccs - review vendor drawings / return (el) | 100
sample panel - review vendor drawings (me) | 100
sample panel - review vendor drawings / return (el) | 100
t/c & t/w's - review vendor drawings (ic) | 100
lv mccs - review vendor drawings (el) | 100
cems - review vendor drawings (el) | 100
wsac - review vendor drawings (me) | 100
sample panel - vendor submit drawings (me) | 100
cems - owner review | 100
sample panel - vendor fab/delivery | 100
lv mccs - internal review / revise | 100
wsac - vendor submit drawings (st) | 100
ccwc - vendor submit drawings (ic) | 100
submit ccwc drawings to vendor for detailing | 100
sample panel - vendor submit drawings (el) | 100
cems - review vendor drawings (me) | 100
sample panel - review vendor drawings / return (me) | 100
lv mccs - review vendor drawings (st) | 100
dcs - owner supply vendor shop drawings | 100
sample panel - receive vendor proposals | 100
cems - vendor submit drawings (el) | 100
t/c & t/w's - vendor submit drawings (ic) | 100
ccwc - review vendor drawings (el) | 100
wsac - review vendor drawings (el) | 100
cems - internal review | 100
wsac - vendor submit drawings (ic) | 100
cems - vendor submit drawings (ic) | 100
t/c & t/w's - review vendor drawings (me) | 100
cems - vendor submit drawings (st) | 100
sample panel - review vendor drawings (el) | 100
ccwc - owner review | 100
ccwc foundation - internal review | 100
lv mccs - review vendor drawings / return (st) | 100
ammonia storage and transfer lubricate motor & pumps | 99
install ammonia area waste water lb/sb [526] a/g pipe | 99
install d/b branches ammonia area #35,38 | 99
ammonia storage and transfer pre-commission and restoration walk | 99
terminate - ammonia storage and transfer | 99
install ammonia area potable water pipe sb [577] | 99
ammonia system tuning / testing (all units) | 99
ammonia storage and transfer balance fans | 99
ammonia storage and transfer pre-commissioning | 99
install ammonia storage and transfer cable tray / conduit | 99
ammonia storage foundation - internal review | 99
fab and deliver aqueous ammonia [255] | 99
ammonia storage foundation - design / ifr / ifoa | 99
review bids for under ground fuel gas, ammonia and ias pipe | 99
terminate ammonia storage and transfer cable | 99
delivery of underground ammonia and ias pipe | 99
review bids for underground ammonia and ias pipe | 99
delivery of under ground fuel gas, ammonia and ias pipe | 99
ammonia storage and transfer complete turnover package | 99
ammonia storage foundation - ifr / ifoa | 99
install ammonia storage and transfer tubing | 99
install raceway - ammonia storage and transfer | 99
ammonia storage foundation - owner approval | 99
install ammonia area aqa sb pipe [255] | 99
ammonia storage foundation - receive owner comments | 99
ammonia storage foundation - revise / ifc | 99
issue purchase order for underground ammonia and ias pipe | 99
install aqueous ammonia equip [164/165/166] | 99
cold commissioning scr ammonia storage & supply hsj/hsk | 99
grout & align aqueous ammonia tank / equip [164/165/166] | 99
ammonia storage and transfer loop verfications | 99
install ammonia storage and transfer instruments | 99
pull ammonia storage and transfer cable | 99
install u/g pipe branch lines ammonia area | 99
ammonia storage and transfer turnover system | 99
ammonia storage and transfer fill with water and test system | 99
ammonia storage and transfer wire/term checks | 99
ammonia storage and transfer pdma motors | 99
install ammonia area demin water lb [514] a/g pipe | 99
pull cable - ammonia storage and transfer | 99
set aqueous ammonia tank / equip [164/165/166] | 99
issue purchase order for under ground fuel gas, ammonia and ias pipe | 99
install ammonia area ina sb pipe [543] | 99
ammonia - receive ammonia | 99
ammonia storage and transfer construction completion walk | 99
ammonia storage and transfer fill tank | 99
erection ammonia storage / supply sytem | 99
ammonia dosing system line up and chemical filling | 99
ammonia system - checkout ammonia storage, forwarding & dilution skids | 99
install instruments - ammonia storage and transfer | 99
remove temp pipe | 98
sign off on all pipe test for backfill release | 98
insulation of pipework prior to neutral float | 98
install secondary air piping system | 98
lower half secondary air piping | 98
piping insulation thickness calculation | 98
hot/cold reheat & main steam line up and welding | 98
ug pipe subgrade - wsac area | 98
test u/g 12" force main pipe to west influent box | 98
prefabrication on site all systems - temp. piping | 98
dw09 - construct ug neutralization tank | 98
tie in to existing pipe near column m and 23.6 - c5a | 98
close-out insulation after neutral float welds | 98
ug pipe backfill - wsac area | 98
backfill ug pipe/ductbank - n road & ammonia area | 98
ms lead pipe line up and welding | 98
install 12" force main pipe and supports from trench to existing pipe - c5 | 98
test hrsg b sumpp interconnecting pipe | 98
temp pipe connections | 98
tie in hrsg b sump interconnecting pipe | 98
neural float & final weld connections to fw pump | 98
borescope inspection of piping system | 98
install piping support steelwork at effluent plant | 98
engineering team mobilization | 98
project specific preliminary pipe routing and support concept hrsg | 98
site mobilization (pipe fitter + welder) | 98
neutral float of lbb and final weld to turbine stop valve | 98
testing fol [562] system | 98
pothole and excavation for u/g pipe to west influent box | 98
straighten pipe bellows top box 3 unit 1b east side | 98
hot/cold reheat line up and welding | 98
pressure test of piping systems and hrsg (on connected modules) | 98
backfill u/g pipe to west influent box | 98
test blowdown pipe | 98
excavation/subgrade ug pipe/ductbank - n road & ammonia area | 98
tie in and test pipe corridor to the north road | 98
chemical clean fol [562] u/g pipe | 98
straighten pipe bellows top box 3 unit 1a ï¿½west side | 98
install 12" pipe and supports from existing pipe to fd fan - c5a | 98
install 12" pipe and supports from column f to u/g drop - c6b | 98
in-service test ccw [464] pipe | 98
in-service test sws [511] pipe | 98
install 12" pipe and supports from column 8 to column f - c6a | 98
backfill db / subgrade ug pipe w road (including branch lines and 5kv vault) | 98
install 12" pipe and supports inside concrete trench - c4 | 98
install 12" pipe and supports from fd fan to column 8 - c6 | 98
backfill blowdown sump to interconnecting pipe elevation | 98
cabling from 10uba building to ula (fw pumps)/uha (hrsg) and uhw (blow down tank) | 98
install u/g 12" force main pipe to west influent box - c1 | 98
project spec. prel. pipe routing and support concept hrsg | 98
pipe - post weld heat treat boss 441 & 442 | 98
piping works for pcb system - internal pipies | 98
insulation of neutral float weld | 98
pneumatic test fgs [561] pipe | 98
straighten pipe bellows top box 6 unit 1a west side | 98
neutral float of lbc and final weld to turbine stop valve | 98
pour concrete encasement for portion of 12" u/g to west influent box - c6b | 98
in-service test cws [461] pipe | 98
test interconnecting pipe at blowdown sump | 98
piping engineering team & project setup | 98
tie in interconnecting pipe at blowdown sump | 98
insulate bop pipe | 98
install air piping from pressure reducing cubicle to taps @ ipb enclosure | 98
neutral float of lba and final weld to turbine stop valve | 98
tie in to existing pipe near column f and 24.4 - c4 | 98
insulation of final weld connections | 98
dirtwork for subgrade ug pipe stg (including branch lines and vault) | 98
in-service test ina [543] pipe | 98
complete steel work for inlet air system | 98
neutral float & final weld connections to bypass control valves | 98
ug pipe backfill - fo tank to wccc | 98
ug pipe excavation - fo tank to wccc | 98
tie-in 12" u/g pipe at west influent box | 98
hydro test fol [562] pipe | 98
remove insulation from l-1243 at column line n east side to inspect socket weld for possible leak | 98
logistics and customs preparation lv-transformers bft | 97
transport to site sfc transformer mbj | 97
detail design / manufacturing / shop test main transformers 20bat | 97
erection lv transformer 20bft03/04 | 97
bbt transformer installation programme | 97
complete sst transformers 1a & 1b externals | 97
detail design / manufacturing / shop test lv-transformers bft | 97
commissioning lv transformer 20bft03 | 97
commissioning lv-transformers 20bft02 | 97
delivery of lv transformer bft02 (bht) | 97
station service transformers pre-commission and restoration walk | 97
preparation of spec. / order docu. see/sfc transformer mkc / mbj | 97
manufacturing see/sfc transformer mkc / mbj | 97
basic design / specification lv-transformers bft | 97
detail design / manufacturing / shop test aux. transformer 20bbt | 97
station service transformer wiring checks to fans & alarms | 97
transport lv transformer 20bft03/04 | 97
transport auxiliary transformer bbt | 97
transport aux. transformer 20bbt | 97
commissioning lv-transformers 20bft01 | 97
transport lv-transformers 20bft01/02 | 97
manufacturing, shop test auxiliary transformer bbt | 97
erection aux. transformer 20bbt | 97
station service transformers system turnover walk with pgn | 97
erection lv-transformers 20bft01/02 | 97
transport transformers 20mkc/mbj | 97
transport main transformers 20bat | 97
station service transformer dress out transformer (see transmission sch) | 97
preparation transformer yard dwgs bat/bbt | 97
manufacturing, shop test lv-transformers bft | 97
bat transformer installation programme | 97
station service transformers complete turnover package | 97
erection current transformer 20baa | 97
ordering / negotiations see/sfc transformer mkc / mbj | 97
transport to site see transformer mkc | 97
commissioning lv transformer 20bft04 | 97
complete gsu transformers externals | 97
logistics and customs preparation see/sfc transformer 20mkc / 20mbj | 97
delivery of see/ sfc transformer | 97
placing 20mkc01/20mbj01-transformer (on ubg01/02) | 97
station service transformers construction completion walk | 97
see transformer installation programme | 97
manufacturing, shop test main transformer bat | 97
station service transformers notification of turnover walk to pgn | 97
placing 20mkc02-transformer (on ubg03) | 97
manufacturing see/sfc transformer 20mkc / 20mbj | 97
terminate - station service transformers | 97
final check & dispatch see/sfc transformer mkc / mbj | 97
preparation for dispatch to site see/sfc transformer mbj | 97
erection generator transformer 20bat | 97
station service transformers pre-commissioning | 97
transport lv-transformers bft | 97
logistics and customs preparation aux. transformer 20bbt | 97
transport main transformer bat | 97
station service transformers turnover system | 97
basic design / specification main transformers bat/bbt | 97
placing lv-transformers 20bft01/02 | 97
sfc transformer installation programme | 97
lv transformer installation programme (7 days x 4 transformers) | 97
delivery of lv transformer bft03 | 97
station service transformer perform intergity testing | 97
delivery of lv transformer bft01 (bht) | 97
pull cable - station service transformers | 97
placing lv transformer 20bft03/04 | 97
logistics and customs preparation main transformers 20bat | 97
placement aux. transformer 20bbt | 97
commissioning main transformer 20bat | 97
commissioning aux. transformer 20bbt01 | 97
works in existing central control room in control block building and associated works (indicative only, tbc) | 96
transport to workshop prot./ synchr./metering 20cha/chy (to st. ingbert-install into electrical modules) | 96
commissioning continious emission monitoring system (1) hrsg20 | 96
detail design / manufacturing / shop test gil 400kv 20aca | 96
build / pave control/admin bldg parking lot | 96
engineering closed loop controls | 96
preparation of cmi`s & interlocking diagrams | 96
control room equipment installation | 96
pe qc review prior to setting generator a | 96
placement gil 400kv 20aca | 96
optimization automatic sequence control 20 | 96
install interconnection lines to process | 96
commissioning continious emission monitoring system (2) (calibration) hrsg20 | 96
basic design / specification gil 400kv 20aca | 96
detail design, manufacturing, shop test for emission monitoring system 20cfe | 96
install interconnecting lines to process | 96
fo tank i&c checks on tank & off loading station instrumentation | 96
detail design /manufacturing / shop test prot./ synchr./metering 20cha/chy/cjn | 96
cabling continious emission monitoring/ stack hrsg20 | 96
transport to site emission monitoring system | 96
internal kpe 15% quality audit | 96
pe to submit cert and docs. to ncdenr div. of lr | 96
initial interlock testing | 96
install speed measuring facilities | 96
erection stack cable trays for emission monitoring part 1 (parallel to pre-assembly stack part 1) | 96
interlock testing & prep for sec injection | 96
site establishment - install instrumentation to monitor building settlment, ground/utility settlement and vibrations | 96
logistics and customs preparation - emission monitoring system 20cfe | 96
mep system commissioining | 96
transport to site prot., synchr., metering cha | 96
filling meas/consumer list ic tasks | 96
electrical erection stack hrsg20_3rd part incl. cables / heated probe for emission monitoring | 96
erect admin building mep - final finishes | 96
commission all vault and manhole sumps pumps and level switches | 96
erection continious emission monitoring system hrsg20 | 96
logistics and customs preparation gil 400kv 20aca | 96
interlock testing & sec injection | 96
traffic control planning and schedule confirmation | 96
commissioning control room equipment | 96
instrumentation | 96
design criteria - instrumentation and controls - preliminary | 96
pe qc review prior to setting turbine a | 96
preparation for interlock testing | 96
manufacturing, shop test prot./synchr./metering cha | 96
design criteria - instrumentation and controls - final | 96
development central control room & i&c equipment concept plan | 96
power / controls tie-ins | 96
detail design, manufacturing/ shop test for emission monitoring system | 96
transport to site emission monitoring system 20cfe | 96
pe qc review prior to setting generator b | 96
interlock testing with clp | 96
erection stack cable trays for emission monitoring part 2 (parallel to pre-assembly stack part 2) | 96
implementing requested changes from clp | 96
st i&c transport to site field instrumentation | 96
electrical - install sump level switches and clean & close man holes | 96
kpe prepare final certificates and asbuilts for pe | 96
build sub grade to pave control/admin bldg parking lot | 96
clp training on the job & commissioning of cka-03 | 96
audit at ipb manufacturer | 96
transport gil 400kv 20aca | 96
basic design / specification prot./synchr./metering cha/chy | 96
interconnection engineering, cmi, fup | 96
interlock/intertrip for be | 96
pe qc review prior to setting turbine b | 96
pulling data preparation on site (bop systems) | 96
internal kpe 60% quality audit | 96
commissioning gil 400kv 20aca | 96
review of interlcok with clp / arup | 96
audit at transformer manufacturer | 96
calibrating of cka system (supervisor) | 96
water balance - receive owner comments | 95
install water treatment area dws sb [514] pipe | 95
install water treatment area wdr sb [526] a/g pipe | 95
erect mod tank (rain for rent) | 95
install ro water supply instruments | 95
ro water supply loop verfication | 95
build service water tank roof | 95
circulating water chemical treatment system checkout | 95
water treatment bldg fndn - ifr / ifoa | 95
aboveground circulating water support piling - design / ifr / ifoa | 95
water balance - owner approval | 95
water treatment- review vendor drawings (st) | 95
water treatment dws lb/sb [514] a/g pipe | 95
hrsg 1-a blowdown flush service water supply | 95
install water treatment area potable water sb [577] a/g pipe | 95
ro water supply turnover system | 95
a/g circulating water line supports (intake) - receive owner comments | 95
common blowdown flush service water supply | 95
water treatment service water sb [511] a/g pipe | 95
water treatment - prelim /ifr | 95
install water treatment area service water lb/sb [511] pipe | 95
a/g circulating water line supports (intake) - internal review | 95
install water treatment area sws sb [511] a/g pipe | 95
ro water supply flush system | 95
set service water tank roof | 95
potable water prep for flush | 95
waste water sump fndn - internal review | 95
complete service water tank ndt | 95
preparation p&ids ga-/ghc/gm-/mbu20 - systems (first issue) and water balance | 95
filtered service water checkout | 95
install water treatment area dws lb [514] pipe | 95
installation of potable water and waste water system (tp availability needed?) | 95
potable water restore piping | 95
circ water support piling - revise / ifc | 95
hydro & restore dws [514] pipe | 95
water treatment - vendor submit drawings (st) | 95
hydro & restore dws [514] | 95
receive potoble water tie in pressure information | 95
install and test service water pipe | 95
ro water supply i&c calbiration checks | 95
water treatment - review vendor drawings (me) | 95
water treatment - owner approval of vendor | 95
install water treatment area plant drains sb [521] a/g pipe | 95
a/g circulating water line supports (intake) - design / ifr / ifoa | 95
traveling water screen - prelim / ifr | 95
aboveground circulating water support piling - revise / ifc | 95
insulate service water tank | 95
install water treatment area ina sb [543] pipe | 95
water treatment - vendor submit drawings (me) | 95
water treatment - owner review | 95
install tank area potable water sb [577] pipe | 95
aboveground circulating water support foundation - revise / ifc | 95
install 6" service water tie-in at j.b. #2 | 95
circ water support piling - ifr / ifoa | 95
traveling water screen - review / revise / ifp/ifor | 95
potable water flush piping | 95
water balance - final | 95
ro water supply complete turnover package | 95
hrsg 1-b blowdown flush service water supply | 95
water treatment - technical bid analysis | 95
aboveground circulating water support piling - internal review | 95
hrsg 1-c blowdown flush service water supply | 95
service water system flush & commissioning | 95
water treatment - negotiate / award | 95
water treatment bldg fndn - owner approval | 95
erect service water tank shell | 95
aboveground circulating water support foundation - internal review | 95
aboveground circulating water support foundation - design / ifr / ifoa | 95
water treatment - recv owner's dws information | 95
test service water | 95
water treatment - receive vendor proposals | 95
relocate existing potable water line | 95
service water / potable water pipe tie-ins | 95
aboveground circulating water support piling - receive owner comments | 95
a/g circulating water line supports (intake) - revise / ifc | 95
diassemble mod tank (rain for rent) | 95
water treatment - ifp/ ifor | 95
service water tank checkout (210) | 95
water treatment bldg fndn - internal review | 95
water treatment bldg fndn - revise / ifc | 95
circ water support piling - int./owner review | 95
waste water sump fndn - design / ifr / ifoa | 95
aboveground circulating water support foundation - receive owner comments | 95
install ro water supply tubing | 95
circ water place system in service | 95
service water tank hydro | 95
waste water sump fndn - revise / ifc | 95
traveling screen ei's - owner approval | 94
dcs-1 (hrsg & ctg) ei's - revise / ifc | 94
dc/ups ei's - revise / ifc | 94
ctg-1a ei's internal release - design / check / ifr | 94
dcs 1 ei's (hrsg, bms) - revise / ifc | 94
5 kv ei's - owner approval | 94
dcs 2 ei's (5kv) - internal review | 94
bop power block ei's - revise / ifc | 94
dcs 3 ei's (remaining) - design / check / ifr / ifoa | 94
wsac ei's - revise / ifc | 94
mv/lv ei's - revise / ifc | 94
dcs 2 ei's (stg) - revise / ifc | 94
dcs 2 ei's (5kv) - design / check / ifr / ifoa | 94
ctg-1c ei's internal release - internal review | 94
wsac ei's - ifr/ ifoa | 94
ultra filter ei's - internal review | 94
vogt boxes ei's - revise / ifc | 94
ctg-1a ei's - revise / ifc | 94
mv/lv ei's - internal review | 94
ctg-1b ei's - revise / ifc | 94
dcs 3 ei's (remaining) - revise / ifc | 94
grab rake ei's - revise / ifc | 94
npdes - ifr/ifoa | 94
cems ei's - ifr/ ifoa | 94
bop remote ei's - internal review | 94
ctg-1c ei's - revise / ifc | 94
cems ei's - revise / ifc | 94
grab rake ei's - internal review | 94
dcs 2 ei's (5kv) - revise / ifc | 94
ctg-1a ei's - ifr/ ifoa | 94
bop remote ei's - design / check / ifr / ifoa | 94
dcs 1 ei's (hrsg, bms) - design / check / ifr / ifoa | 94
stg ei's - ifr/ ifoa | 94
sample panel ei's - revise / ifc | 94
esc - ifr/ifoa | 94
ultra filter ei's - owner approval | 94
stg/dcs-3 ei's - ifr/ ifoa | 94
stg ei's - design / check / ifr / ifoa | 94
stg/dcs-3 ei's - revise / ifc | 94
sample panel foundation - ifr / ifoa | 94
ctg-1b ei's internal release - design / check / ifr | 94
grab rake ei's - ifr/ ifoa | 94
ctg-1b ei's - design / check / ifr / ifoa | 94
ultra filter ei's - ifr/ ifoa | 94
vogt boxes ei's - owner approval | 94
traveling screen ei's - ifr/ ifoa | 94
stg ei's - revise / ifc | 94
sample panel ei's - ifr/ ifoa | 94
dcs 2 ei's (stg) - design / check / ifr / ifoa | 94
bop power block ei's - design / check / ifr / ifoa | 94
ctg-1c ei's internal release - revise / ifc | 94
bop remote ei's - revise / ifc | 94
ctg-1c ei's internal release - design / check / ifr | 94
eep - ifr/ifor | 94
ckt list audit ei's - revise / ifc | 94
bop power block ei's - internal review | 94
cems - review / revise / ifp/ ifor | 94
grab rake ei's - owner approval | 94
5 kv ei's - ifr/ ifoa | 94
ctg-1b ei's - ifr/ ifoa | 94
dc/ups ei's - ifr/ ifoa | 94
traveling screen ei's - internal review | 94
dcs-2 (bop) ei's - revise / ifc | 94
ctg-1a ei's - design / check / ifr / ifoa | 94
ctg-1c ei's - design / check / ifr / ifoa | 94
dcs-1 (hrsg & ctg) ei's - ifr/ ifoa | 94
dam - ifr/ifor | 94
mv/lv ei's - ifr/ ifoa | 94
traveling screen ei's - revise / ifc | 94
vogt boxes ei's - ifr/ ifoa | 94
mv/lv ei's - owner approval | 94
ultra filter ei's - revise / ifc | 94
5 kv ei's - internal review | 94
dcs-2 (bop) ei's - ifr/ ifoa | 94
vogt boxes ei's - internal review | 94
cold commissioning, i&c checks with vendor tfa | 93
cold commissioning hrsg ip steam (for chem. cleaning) 20had50 | 93
cold commissioning sfc transformer 20mkc02 | 93
cold commissioning dosing systems required for pgb-operation qcb | 93
cold commissioning gt hydraulic oil system 20mbx | 93
cold commissioning incl motor solo runs incl first pump operation | 93
cold commissioning, oil flushing, motor rotation checks, motor solo run | 93
chilled water turnover system | 93
final cold commissioning hrsg 20had/lbh | 93
cold commissioning gas detection system 20cyq | 93
cold commissioning feedwater system 20lab/c | 93
cold commissioning (mbp/mba) | 93
cold commissioning air intake system unit 20mbl | 93
cold commissioning for chemical cleaning wsc | 93
cold commissioning | 93
cold start / yoc gas commissioning | 93
cold commissioning sfc cubicle 20cjt | 93
cold commissioning gt20 systems mba 20mbp | 93
top pending - cold commissioning | 93
cold commissioning st bearing system mad | 93
initial cold commissioning - signal checks | 93
cold commissioning of electrical cabinet and pump motors | 93
cold commissioning plant drainage system gm for ubf | 93
cold commissioning water systems after chemical cleaning 20laa/lca30/ekt30 | 93
cold commissioning of intake system | 93
cold commissioning lp-turbine 20mab | 93
cold commissioning auxiliary steam system lbg | 93
cold commissioning gt auxiliaries 20mb- | 93
cold commissioning (vgv/igv) | 93
cold commissioning - primary injection test | 93
cold commissioning of hydraulic flaps incl system flushing | 93
cold commissioning dosing / sampling systems qcd/qcl | 93
cold commissioning lp main steam system (for chem. cleaning) lba80 | 93
cold commissioning for chemical cleaning hrsg | 93
cold commissioning (pending top) | 93
commissioning cooling water system | 93
cold commissioning hrsg condensate rh sys (for chem. cleaning) 20haa | 93
yoc gas commissioning | 93
chilled water complete turnover package | 93
cold commissioning blow down tank (for chem. cleaning) 20lbh | 93
final cold commissioning steam system 20lba | 93
cold commissioning hrsg hp system (for chemical cleaning) 20had10 | 93
final cold commissioning service water distribution system ghd | 93
cold commissioning generator incl. bearing system 20mka/mkd | 93
cold commissioning see cubicle 20cjt | 93
chilled water future | 93
cold commissioning closed cooling water system for combined cycle operation pgb | 93
cold commissioning plant drainage system uvm | 93
cold commissioning st drain system mal | 93
cold commissioning gt20 pneumatic system mbx21 | 93
cold commissioning condensing/ st drain system mag/mal | 93
cold commissioning gt20 blow off system mba4x | 93
cold commissioning hvac system for 20umc sam | 93
cold commissioning plant drainage system for 20ula gm | 93
cold commissioning hp main steam system (for chem. cleaning) lba10 | 93
cold commissioning reheat system (for chem. cleaning) 20lbb | 93
cold commissioning (software loading) | 93
cold commissioning, rotation checks, commossioning of components | 93
cold commissioning service water distribution system ghd | 93
cold commissioning hrsg lp steam (for chem. cleaning) 20had80 | 93
cold commissioning plant drainage system gm | 93
cold commissioning turbine cooling system 20mbh | 93
fans/pumps cold commissioning | 93
cold commissioning ma-01 | 93
cold commissioning st evacuation system before turning gear maj | 93
cold commissioning boiler blowdown system (for chem. cleaning) 20lcl | 93
initial electrical cold commissioning | 93
final cold commissioning 20pcb | 93
cold commissioning 20pcb | 93
cold commissioning main cond. system in min. flow operation (for chem. cleaning) lca/lcb | 93
cold commissioning and first filling | 93
cold commissioning - pgb signal checks | 93
cold commissioning drinking water distribution system gkb | 93
cold commissioning st bypass system man | 93
cold commissioning cooling water systems pab | 93
cold commissioning st gland/ leakage steam system before turning gear maw | 93
cold commissioning distribution panel hrsg 20ha | 93
cold commissioning see transformer 20mkc01 | 93
cold commissioning mba50 | 93
cold commissioning st control air system qfb | 93
cold commissioning/system line up for chemical cleaning | 93
cold commissioning start up transformer 20mbj01 | 93
logistics and customs preparation electrical modules 20uba7320 | 92
logistics and customs preparation - (eu) 20pad fill batch 2 | 92
logistics and customs preparation ipb first parts / saddles 20baa | 92
transport (eu) 20pad mech. equipment & fanstack batch 1 | 92
logistics and customs preparation module 20maw50y | 92
logistics and customs preparation electrical modules 20uba7310/30 | 92
logistics and customs preparation module 20upy00y | 92
logistics and customs preparation electrical modules 20uba7410 (to site) | 92
logistics and customs preparation module 20uly00y | 92
logistics and customs preparation module 20pcb10y | 92
logistics and customs preparation - 20pad walkway batch 1 | 92
logistics and customs preparation module 20lca50y | 92
logistics and customs preparation - (eu) 20pad fill batch 1 | 92
logistics and customs preparation - 20pad frp batch 1 | 92
logistics and customs preparation electrical modules 20uba8110/20 | 92
logistics and customs preparation electrical / i&c equipment hrsg20 | 92
logistics and customs preparation electrical modules 20uba7710/20 (to site) | 92
logistics and customs preparation modules lot 3 | 92
transport 20pad frp batch 1 | 92
logistics and customs preparation module 20pgb20y | 92
logistics and customs preparation module 20umy00y | 92
logistics and customs preparation module 20pgb10y | 92
transport 20pad walkway batch 2 | 92
logistics and customs preparation - 20pad frp batch 2 | 92
logistics and customs preparation ipb 20baa | 92
transport (eu) 20pad fill batch 2 | 92
logistics and customs preparation modules lot 1 | 92
logistics and customs preparation - hrsg remaining material | 92
logistics and customs preparation - (eu) 20pad mech. equipment & fanstack batch 1 | 92
logistics and customs preparation - 20pad walkway batch 2 | 92
transport parts emb. into riseres 20pad | 92
logistics and customs preparation stack hrsg 20 | 92
transport 20pad frp batch 2 | 92
logistics and customs preparation - parts emb. into riseres 20pad | 92
logistics and customs preparation - (eu) 20pad dry equipment & electrical batch 1 | 92
logistics and customs preparation module 20mal00yc | 92
logistics and customs preparation electrical modules 01uba9010/20 | 92
logistics and customs preparation module 20mag50y | 92
logistics and customs preparation - embedded parts (umc) | 92
logistics and customs preparation module maw10y | 92
transport (eu) 20pad fill batch 1 | 92
logistics and customs preparation - (eu) 20pad mech. equipment & fanstack batch 2 | 92
transport (eu) 20pad mech. equipment & fanstack batch 2 | 92
logistics and customs preparation electrical modules 20uba1110/20 (to site) | 92
transport (eu) 20pad dry equipment & electrical batch 2 | 92
logistics and customs preparation module 20umcm1y | 92
logistics and customs preparation casing hrsg20 | 92
logistics and customs preparation module 20uey01/02y | 92
transport 20pad walkway batch 1 | 92
logistics and customs preparation - (eu) 20pad dry equipment & electrical batch 2 | 92
logistics and customs preparation electrical modules 20uba7910/20 | 92
logistics and customs preparation enclosure 20mpb | 92
logistics and customs preparation electrical modules 20uba7110/20/30 (to site) | 92
logistics and customs preparation embedded part hrsg20 | 92
logistics and customs preparation module 20uly01 | 92
logistics and customs preparation module pxb 20umcl1y | 92
logistics and customs preparation module 20ldk00y | 92
logistics and customs preparation modules lot 2 | 92
logistics and customs preparation electrical modules 20uba7610/20 (to site) | 92
transport (eu) 20pad dry equipment & electrical batch 1 | 92
ro water supply lubricate motor & pumps | 91
transport feedwater pump skid 20lac | 91
m-erection sump pumps/oil separator gm for 20ubh01/03 | 91
(bop) transport seawater booster pump | 91
electrical erection sump pumps/oil separator gm for 20ubh01/03 | 91
contract review / prep. rfq el. superheater lbg | 91
design data sheets circ. cw pump pac | 91
work preparation, excavation civil adaption works at scw pump house 20uqb | 91
design data sheets feedwater pump 20lac | 91
transport feedwater pump lac | 91
pump operation for high velocity flushing | 91
contract review / prep. rfq sump pump gm | 91
logistics and customs preparation ccw pump 20pgb | 91
transport service cooling water pump pcb | 91
circulating water system - operate both pumps | 91
contract review / prep. rfq ccw pump pgb | 91
finalisation of cabling works for new feeder for dc pump | 91
bd - consent letter pump pit design 20ugu01 | 91
concrete works - civil adaption works at scw pump house 20uqb | 91
quotation stage service cooling water pump pcb | 91
electrical erection pac/psb-pumps | 91
e&ic of oil separator pumps gm | 91
install circulating water pumps | 91
closed cooling water lubricate motor & pumps | 91
preparation rfq ct make-up water pump pas | 91
booster pump install | 91
contract review / prep. rfq service cooling water booster pump pcb | 91
electrical erection feedwater pumps 20lac | 91
bd - consent letter - civil adaption works at scw pump house 20uqb | 91
(bop) transport nox water injection pump | 91
set potable water recirc pumps | 91
(bop) quotation stage nox water injection pump | 91
quotation stage, basic design service cw pumps electrical modules | 91
bd - submission & approval - pump pit design 20ugu01 | 91
preparation for system flushing, rotation check of water transfer pumps | 91
erection feedwater pump & motor skid 20lac | 91
(bop) basic design, specification nox water injection pump | 91
quality coordinator assessments - boiler feed water pump | 91
contract review, preparation rfq bypass station 20lbf | 91
electrical commissioning of dc oil pump | 91
closed cooling water un-coupled motor runs | 91
detail design, manufacturing, shop test feedwater pump lac | 91
(bop) technical clarification seawater booster pump | 91
closed cooling water wsac motor / pump lubrication | 91
manufacturing / shop test service cooling water booster pump 20pcb | 91
detail design, manufacturing, shop test service cw pumps electrical modules | 91
preparation of feed water pump foundations | 91
preparation rfq service cw pumps electrical modules | 91
quality coordinator assessments - circulating water pump | 91
circulating water system - operate both pumps along with vacuum priming system | 91
manufacturing / shop test circ. cw pump 20pac | 91
electrical erection service cooling water extraction pump pcb | 91
transport ct make-up water pump pas | 91
condensate system lubricate motor & pumps | 91
e &ic erection cond recirc pump | 91
pab system - first 2 pump operation | 91
bd - submission & approval - civil adaption works at scw pump house 20uqb | 91
contract review / prep. rfq feedwater pump 20lac | 91
(bop) quotation stage seawater booster pump | 91
logistics and customs preparation service cooling water booster pump 20pcb | 91
erection service cw pumps electrical modules | 91
logistics and customs preparation circ. cw pump 20pac | 91
install feedwater pump skid (lac10y) | 91
logistics and customs preparation - ct make-up water pump pas | 91
transport circ. cw pump pac | 91
logistics and customs preparation feedwater pump skid 20lac | 91
contract review / prep. circ. cw pump pac | 91
transport service cw pumps electrical modules | 91
transport circ. cw pump 20pac | 91
rfq clarifcation ongoing due to client request to change air compressor type to oil filled | 91
connection of dc lube oil pump for flushing | 91
contract review, preparation rfq feedwater pump lac | 91
circulating water system - operate both pumps and vacuum priming system | 91
detail design / manufacturing / shop test feedwater pump 20lac | 91
coupling of pump & setup for initial pump operation | 91
system final line up & first pump operation | 91
(bop) manufacturing, shop test nox water injection pump | 91
circ water lubrication motor & pumps | 91
detail design, manufacturing, shop test ct make-up water pump pas | 91
detail design, manufacturing, shop test service cooling water pump pcb | 91
detail design concrete civil adaption works at scw pump house 20uqb | 91
contract review, preparation rfq service cooling water pump pcb | 91
ro water supply un-coupled motor runs | 91
(bop) technical clarification nox water injection pump | 91
(bop) basic design, preparation rfq seawater booster pump | 91
erection of oil separator pumps gm - skid | 91
logistics and customs preparation module 20lac10y (w/o pump) | 91
erection vacuum pump unit maj | 91
contract review, preparation rfq ccw pump pgb | 91
client - review - civil adaption works at scw pump house 20uqb | 91
(bop) detail design, manufacturing, shop testseawater booster pump | 91
quotation stage, basic design ct make-up water pump pas | 91
transport module 20lac10y (w/o pump) | 91
detail design, manufacturing, shop test circ. cw pump pac | 91
prepare circulating water pumps foundations | 91
erection circ. cw pump 20pac | 91
electrical erection vacuum pump unit maj | 91
m-erection sump pumps gm for ubf | 91
erection, ndt, pt / valves (mechanical) 20pab01 to pac pumps | 91
logistics and customs preparation - service cw pumps electrical modules | 91
quotation stage service cooling water booster pump pcb | 91
detail design barbending civil adaption works at scw pump house 20uqb | 91
design data sheets service cooling water booster pump pcb | 91
erection ct make-up water pump pas | 91
electrical erection sump pumps gm for ubf | 91
air compressor - vendor submit drawings (st) | 90
air compressor - review vendor drawings (me) | 90
air compressor foundation - design / ifr / ifoa | 90
air compressor - review vendor drawings / return (me) | 90
air compressor foundation - internal review | 90
air compressor - internal review / revise | 90
install air compressor equip [140] shelter | 90
air compressor - owner review | 90
air compressor bldg foundation - owner approval | 90
final align compressor cleaning package and final pipe connections | 90
air compressor - review vendor drawings (el) | 90
air compressor - vendor fab/delivery | 90
air compressor foundation - revise / ifc | 90
install stg air compressor equip [140] shelter | 90
air compressor - technical bid analysis | 90
air compressor - issue vendor for owner approval | 90
air compressor - review vendor drawings / return (st) | 90
inst air cleaniness procedure | 90
air compressor - vendor submit drawings (el) | 90
air compressor bldg foundation - internal review | 90
air compressor - review / revise / ifp/ifor | 90
install air compressor building mep | 90
air compressor - review vendor drawings (st) | 90
air compressor - vendor submit drawings (me) | 90
air compressor - review vendor drawings / return (el) | 90
purge air compressor vfd issue on both units - siemens to call ingersoll for repair | 90
air compressor bldg foundation - ifr / ifoa | 90
air compressor - review vendor drawings / return (ic) | 90
air compressor - receive vendor proposals | 90
air compressor enclosure - review vendor drawings / return (st) | 90
air compressor - negotiate / award / ifc | 90
air compressor - vendor submit drawings (ic) | 90
itp for - (10mba18) compressor cleaning package | 90
delivery of air compressor building | 90
air compressor - owner approval of vendor | 90
air compressor - prepare spec / ifr | 90
install compressor bearing cover & shaft turning gear unit | 90
insulate compressor vane carrier | 90
air compressor bldg foundation - revise / ifc | 90
(ia) compressor commissioning | 90
power block underground yps - up-rev per quantity reductions tr 1&2 | 89
logistics and customs preparation - bypass station 20lbf | 89
itp for - (10man) st bypass system | 89
design / manufacturing st bypass module 20man | 89
delivery of hp & hrh bypass stations | 89
installation bypass-station man (incl. valves and pipes) "umleitdampfeinfï¿½hrung" | 89
set ct/hrsg 1b bypass equipment | 89
transport bypass station 20lbf | 89
bypass operation for st 20 | 89
power block underground yps - up-rev per quantity reductions tr 5&7 | 89
floating of bypass station | 89
power block underground yps - revise / check / ifc | 89
method statement - (10man) st bypass system | 89
power block underground yps - internal /owner review | 89
install and operate bypass for existing 30" rcp | 89
set hrsg 1a bypass equipment/diverter | 89
preparation of bypass station installation | 89
detail design, manufacturing, shop test bypass station 20lbf | 89
quotation stage bypass station 20lbf | 89
floating of bypass station man "einschwimmen, etc." mag20 | 89
power block underground yps - route / check / ifr | 89
assembly / erection, bypass station 20lbf | 89
power block underground yps - up-rev per quantity reductions stg | 89
installation electrical modules 20uba8110/20 | 88
install. comp., int. cabling, fire prot., shop test electrical modules 20uba7910/20 | 88
install. comp., int. cabling, fire prot., shop test electrical modules 20uba7110/20/30 | 88
manufacturing electrical modules 20uba7110/20/30 | 88
transport electrical modules 20uba8110/20 | 88
install.comp., int.cabling,fire prot.,shop test electrical modules 20uba8110/20 | 88
install. comp., int. cabling, fire prot., shop test electrical modules 20uba1110/20 | 88
installation electrical modules 20uba1110/20 | 88
install. comp., int. cabling, fire prot., shop test electrical modules 20uba7610/20 | 88
installation electrical modules 20uba7910/20 | 88
placing electrical modules 20uba8110/20 | 88
cabling electrical modules 20uba (10x) to transformer area (bat/bbt/bac/gil) | 88
installation electrical modules 20uba7320 | 88
cabling internal electrical modules 01uba9010/20 - part of electrical modules assembly | 88
transport electrical modules 20uba7320 to testing facility | 88
transport i&c cubicles to electrical modules manufacturer 20uba1110/20 | 88
manufacturing electrical modules 20uba7610/20 | 88
transport electrical modules 20uba7710/20 (to site) | 88
transport electrical modules 20uba7310/30 to testing facility | 88
cabling internal 20uba7110/7210/7410 - part of electrical modules assembly | 88
manufacturing electrical modules 20uba7310/30 | 88
install. comp., int. cabling, fire prot., shop test electrical modules 01uba9010/20 | 88
manufacturing electrical modules 20uba7910/20 | 88
transport electrical modules 20uba7910/20 | 88
manufacturing electrical modules 20uba7710/20 | 88
placing electrical modules 01uba9010/20 | 88
manufacturing electrical modules 20uba7320 | 88
cabling internal 20uba7310/30 - part of electrical modules assembly | 88
installation electrical modules 20uba7310/30 | 88
transport electrical modules 20uba7320 (to site) | 88
install. comp., int. cabling, fire prot., shop test electrical modules 20uba7320 | 88
install. tested i&c cubicles., cabling electrical modules 20uba1110/20 | 88
installation electrical modules 01uba9010/20 | 88
basic design / conceptual design & specification electrical modules uba | 88
cabling internal 20uba7710/20 - part of electrical modules assembly | 88
installation electrical modules 20uba7110/7210/7410 | 88
manufacturing electrical modules 20uba8110/20 | 88
transport electrical modules 20uba7310/30 (to site) | 88
electrical modules 20uba7310/30 fat with client | 88
install. comp., int. cabling, fire prot., shop test electrical modules 20uba7410 | 88
manufacturing electrical modules 01uba9010/20 | 88
install. comp., int. cabling, fire prot., shop test electrical modules 20uba7710/20 | 88
cabling internal electrical modules 20uba1110/20 - bft | 88
installation electrical modules 20uba7710/20 | 88
cabling internal electrical modules 20uba7910/20- part of electrical modules assembly | 88
manufacturing electrical modules 20uba7410 | 88
install. comp., int. cabling, fire prot., shop test electrical modules 20uba7310/30 | 88
cabling internal electrical modules 20uba8110/20 - bft | 88
placing electrical modules 20uba7910/20 | 88
installation electrical modules 20uba7610/20 | 88
transport electrical modules 20uba7410 (to site) | 88
cabling internal 20uba7320 - part of electrical modules assembly | 88
transport electrical modules 20uba1110/20 (to site) | 88
transport electrical modules 20uba7610/20 (to site) | 88
quotation stage electrical modules uba | 88
transport electrical modules 01uba9010/20 | 88
electrical modules 20uba7320 fat with client | 88
placing electrical modules 20uba1110/20 | 88
packing / logistics planning cabling electrical modules 20uba1110/20 | 88
cabling internal 20uba7610/20 - part of electrical modules assembly | 88
manufacturing electrical modules 20uba1110/20 | 88
transport to electrical modules assembly (uba02) mb local fire alarm panel 20sgj / 20cyq / 20cye | 88
transport electrical modules 20uba7110/20/30 (to site) | 88
remove section six | 87
remove section one | 87
remove shipping sheets and rust proof protection of bearing metals | 87
remove wastewater / shamrock | 87
removal of dessicant bags (timing to start - tbe) | 87
clear & grub fine grade site for completion | 87
site clearing | 87
final clean-up / rock / bop east | 87
movs - cleanup any remaining issues | 87
remove section three | 87
clean - up / fine grade | 87
isolation pci gas supply by clp | 87
remove section four | 87
final clean-up / fine grade bop west | 87
clean up and remove scaffolds - fo tank | 87
final site clean-up / rock | 87
shutdown - igv cleaning / calibration | 87
final area clean-up / rock / sloping / etc. | 87
remove debris from site | 87
remove section five | 87
clean out tank (water and sludge) | 87
ek purging procedure review | 87
remove section two | 87
transport removal system maj (china factory to site) | 87
outage initiation post chem clean, setup of all system isolations | 87
remove trees | 87
final clean-up / rock | 87
removal of transport covers, installation of frame covers | 87
remove shipping sheets and rust proof protection of bearing metals | 87
stp system lb isometric - route / issue for stress analysis | 86
lps system lb isometric - route / issue for stress analysis | 86
axs system lb (@ ab) - final stress analysis | 86
bfw system sb - final stress analysis | 86
crh system lb - prelim stress analysis | 86
hrh system lb - final stress analysis | 86
crh system hsb isometric - incorp stress analysis comments / check / ifr | 86
axs system (main) sb - prelim stress analysis | 86
crh system lb isometric - incorp stress analysis comments / check / ifr | 86
lps system lb - prelim stress analysis | 86
hps system lb isometric - route / issue for stress analysis | 86
axs system sb - final stress analysis | 86
bfw system sb - prelim stress analysis | 86
axs system lb (@ ab) - prelim stress analysis | 86
axs system lb - final stress analysis | 86
bfw system lb - prelim stress analysis | 86
crh system hsb isometric - route / issue for stress analysis | 86
hps system hsb isometric - incorp stress analysis comments / check / ifr | 86
axs system lb isometric (@ ab) - route / issue for stress analysis | 86
hrh system lb - prelim stress analysis | 86
bfw system (all units) hsb isometric - incorp stress analysis comments / check / ifr | 86
hrh system lb isometric - incorp stress analysis comments / check / ifr | 86
bfw system hsb isometric - route / issue for stress analysis | 86
hrh system hsb isometric - route / issue for stress analysis | 86
lps system hsb isometric - incorp stress analysis comments / check / ifr | 86
crh system lb isometric - route / issue for stress analysis | 86
hps system sb - prelim stress analysis | 86
axs system (main) sb - final stress analysis | 86
axs system (stg) sb - final stress analysis | 86
axs system lb - prelim stress analysis | 86
bfw (all units) system sb - final stress analysis | 86
axs system hsb isometric - incorp stress analysis comments / check / ifr | 86
lps system hsb isometric - route / issue for stress analysis | 86
hrh system sb - prelim stress analysis | 86
review pipe stress calculation for hrsg-systems lab/lba10/lbb/c | 86
stp system hsb isometric - route / issue for stress analysis | 86
stp system hsb isometric - incorp stress analysis comments / check / ifr | 86
axs system lb isometric - incorp stress analysis comments / check / ifr | 86
bfw system (all units) hsb isometric - route / issue for stress analysis | 86
stp system sb - prelim stress analysis | 86
crh system lb - final stress analysis | 86
bfw system lb isometric - incorp stress analysis comments / check / ifr | 86
axs system hsb isometric - route / issue for stress analysis | 86
stress analysis by mtec for hrsg-systems lab/lba10/lbb/c | 86
hps system lb - prelim stress analysis | 86
lps system lb isometric - incorp stress analysis comments / check / ifr | 86
bfw system lb - final stress analysis | 86
hps system lb - final stress analysis | 86
stp system sb - final stress analysis | 86
axs system sb - prelim stress analysis | 86
axs system lb isometric - route / issue for stress analysis | 86
bfw (all units) system sb - prelim stress analysis | 86
hrh system hsb isometric - incorp stress analysis comments / check / ifr | 86
stp system lb - final stress analysis | 86
lps system sb - prelim stress analysis | 86
crh system sb - prelim stress analysis | 86
hps system lb isometric - incorp stress analysis comments / check / ifr | 86
axs system (stg) sb - prelim stress analysis | 86
hrh system sb - final stress analysis | 86
axs system (main) hsb isometric - route / issue for stress | 86
lps system lb - final stress analysis | 86
hps system sb - final stress analysis | 86
lps system sb - final stress analysis | 86
bfw system lb isometric - route / issue for stress analysis | 86
review pipe stress calculation for hrsg systems lab/lba10/lbb/lbc | 86
stp system lb - prelim stress analysis | 86
hps system hsb isometric - route / issue for stress analysis | 86
axs system (stg) hsb isometric - route / issue for stress | 86
hrh system lb isometric - route / issue for stress analysis | 86
crh system sb - final stress analysis | 86
electrical erection / valves cooling water make-up system 20pbe/pbq/pun | 85
electrical erection / valves service cool.water 20pcb | 85
insulation - low pressure steam | 85
insulation pipes / valves scr system 20hsj | 85
insulation pipes / valves cooling water 20psb | 85
insulation pipes / valves for steam system 20lbg | 85
dearator/vent cooler lb pipe | 85
electrical erection / valves demin water 20ghc | 85
insulation - aux steam piping | 85
insulation - cold reheat steam | 85
insulation pipes / valves for steam system maj | 85
electrical erection 10/20 par make up water pipes for cooling tower | 85
insulation pipes / valves for steam system 20mbq | 85
insulation pipes / valves for steam system maw | 85
insulation pipes / valves for steam system 20lba80 (bop) | 85
insulation pipes / valves 20lcw | 85
insulation - hot reheat steam | 85
insulation pipes / valves for condensation system mag50 | 85
insulation note: 80% of steam piping complete for steam blows. | 85
insulation pipes / valves man | 85
insulation pipes / valves cooling water make-up system 20pbe/pbq/pun | 85
insulation pipes / valves 20ldk | 85
erection, ndt, pt / valves (mechanical) 20par make up water pipes for cooling tower | 85
insulation pipes / valves mav | 85
insulation - gland steam pipe | 85
insulation pipes / valves for steam system 11lba80 (turboset) | 85
insulation pipes / valves for condensation system mag | 85
insulation pipes / valves for reheat system 20lbb-lbc80 | 85
electrical erection / valves cooling water 20psb | 85
insulation pipes / valves max | 85
insulation pipes / valves 20mb (bop) | 85
insulation pipes 20par make up water pipes for cooling tower | 85
insulation - steam turbine | 85
insulation pipes / valves for steam system mam | 85
insulation pipes / valves service cool.water 20pcb | 85
insulation pipes / valves for steam system 20lba10 | 85
insulation - high pressure steam | 85
insulation pipes / valves for steam system maa-c | 85
insulation pipes / valves condensate system 20lca | 85
insulation - condensate pipe | 85
insulation pipes / valves for steam system 20lbb-lbc80 | 85
insulation ndt, pt pipes / valves 20pgb | 85
insulation pipes 20ekg | 85
insulation pipes / valves condensate 20lce | 85
insulation pipes / valves for steam system mal | 85
insulation pipes / valves 20mba | 85
insulation pipes / valves feedwater system 20lab | 85
insulation pipes / valves 20pah | 85
instrument air ct-1a construction completion walk | 84
instrument air (stg) pre-commissioning | 84
ct 1a instrument air construction completion walk | 84
instrument air ct-1c construction completion walk | 84
wsac instrument air construction completion walk | 84
hrsg 1b instrument air construction completion walk | 84
ct 1b instrument air construction completion walk | 84
check out instrument air system (415) | 84
instrument air oem checks | 84
install instrument air ct 1-a instruments | 84
instrument air pre-commission and restoration walk | 84
instrument air (stg) pre-commission and restoration walk | 84
instrument air system pre-commissioning | 84
instrument air ct-1c pre-commissioning | 84
install instrument air ct 1-c instruments | 84
install instrument air ct 1-b instruments | 84
instrument air ct-1a pre-commissioning | 84
instrument air (main header) pre-commission and restoration walk | 84
instrument air ct-1b pre-commission and restoration walk | 84
test instrument air | 84
instrument air ct-1a pre-commission and restoration walk | 84
instrument air ct-1b pre-commissioning | 84
instrument air construction completion walk | 84
install instruments - instrument air - cts | 84
instrument air (condenser) construction completion walk | 84
instrument air - main header construction completion walk | 84
instrument air pre-commissioning | 84
instrument air - condenser construction completion walk | 84
instrument air system pre-commission and restoration walk | 84
instrument air ct-1c pre-commission and restoration walk | 84
instrument air (main header) pre-commissioning | 84
instrument air ct-1b construction completion walk | 84
stg instrument air construction completion walk | 84
instrument air tie-ins | 84
instrument air (condenser) pre-commission and restoration walk | 84
instrument air (stg) construction completion walk | 84
hrsg 1a instrument air construction completion walk | 84
instrument air system construction completion walk | 84
instrument air (main header) construction completion walk | 84
header lines fp-309 | 83
header lines fp-311 | 83
header lines fp-404 | 83
header lines fp-312 | 83
header lines fp-601 | 83
header lines fp-602 | 83
branch lines fp-312 | 83
header lines fp-604 | 83
header lines fp-303 | 83
header lines fp-212 | 83
branch lines fp-602 | 83
branch lines fp-213 | 83
branch lines fp-311 | 83
branch lines fp-303 | 83
branch lines fp-309 | 83
header lines fp-301 | 83
branch lines fp-601 | 83
branch lines fp-301 | 83
branch lines fp-404 | 83
header lines fp-213 | 83
branch lines fp-212 | 83
header lines fp-308 | 83
branch lines fp-308 | 83
header lines fp-307 | 83
branch lines fp-604 | 83
install pumps inside west basin | 82
ww collection basin - owner approval | 82
install electrical w. basin area | 82
ww collection basin - internal review | 82
procure / delivery s. basin reroute pipe materials | 82
ww collection (cast in place) basin - revise / ifc | 82
procure / delivery - s. basin reroute platforms and grating | 82
backfill for s. basin | 82
set precast s. basin wet wells | 82
ww collection (cast in place) basin - internal review | 82
install piping and valves inside w. basin | 82
procure / delivery s. basin reroute precast and concrete materials | 82
install and operate bypass for west basin area work | 82
collection sump/basin steel - owner approval | 82
tie-in to existing u/g at west basin | 82
clean out west influent box | 82
ww collection basin - revise / ifc | 82
install platform at west basin | 82
collection sump/basin steel - ifr / ifoa | 82
collection sump/basin steel - revise / ifc | 82
collection sump/basin steel - internal review | 82
install pumps inside south basin | 82
install electrical s. basin area | 82
install piping and valves inside s. basin | 82
route u/g electrical to w. basin panels | 82
ww collection basin - ifr / ifoa | 82
route u/g electrical to s. basin panels | 82
ww collection (cast in place) basin - design / ifr / ifoa | 82
install piping tie-in s. basin to trench | 82
demo and clean out west basin | 82
procure / delivery s. basin reroute electrical materials | 82
excavation/sheeting and bedding for s. basin | 82
control room layout drawings - ifr / ifoa | 81
bop general arrangements - ifr | 81
design criteria - civil - final | 81
arc flash study - design / check / ifr/ ifoa | 81
control system architecture drawings - design / ifr | 81
relay coordination study - design / check / ifr / ifoa | 81
control system architecture drawings - design / ifr/ ifoa | 81
relay coordination study - revise / check / ifc | 81
design criteria - structural - preliminary | 81
control room layout drawings - revise / ifc | 81
control system architecture drawings - owner approval | 81
control room layout drawings - design / ifr | 81
design criteria - civil - preliminary | 81
design criteria - i&c - ifi | 81
design criteria - structural - ifi | 81
design criteria - electrical - preliminary | 81
arc flash study - revise / check / ifc | 81
arc flash study - design / check / ifr / ifoa | 81
design criteria - electrical - ifi | 81
relay coordination study - design / check / ifr/ifoa | 81
design criteria - electrical - final | 81
arc flash study - internal review | 81
mechanical design criteria - prelim / ifr | 81
control system architecture drawings - revise / ifc | 81
bop general arrangements - ifc | 81
relay coordination study - receive owner comments | 81
control room layout drawings - internal review | 81
pb general arrangements - ifc | 81
design criteria - civil - ifi | 81
general design criteria (siemens scope only) | 81
general arrangements - ifc | 81
control system architecture drawings - internal review | 81
relay coordination study - owner approval | 81
control room layout drawings - owner approval | 81
pb general arrangements - ifr | 81
mechanical design criteria - ifi | 81
general arrangements - preliminary | 81
design criteria - structural - final | 81
mechanical design criteria - final / ifc | 81
arc flash study - owner approval | 81
transport to workshop ac-dc converter buk (to st. ingbert-install into electrical modules) | 80
battery charging (second bank) | 80
site power - ablution and showr containers - installation power supply | 80
dc power inspect batteries & cable connections | 80
transport batteries bta (to site) | 80
ctg 1c elec batteries | 80
transport to site mv-switchgear bba | 80
detail design / manufacturing / shop test inverter bru | 80
detail design / manufacturing / shop test batteries racks bta | 80
basic design / specification inverter,converter,battery charger bru/btl | 80
quotation stage inverter, converter, battery charger bru/btl | 80
installation of batteries, battery charger, converter & inverter and ups system | 80
detail design / manufacturing / shop test battery charger btl | 80
quotation stage batteries & racks bta | 80
transport to workshop inverter bru (to st. ingbert-install into electrical modules) | 80
logistics and customs preparation batteries bta (to site) | 80
install batteries and chargers - in control building | 80
h2 charging (date tbc) | 80
transport to workshop battery charger btl (to st. ingbert-install into electrical modules) | 80
ctg 1b elec batteries | 80
ac/dc system installation | 80
basic design / specification batteries & racks bta | 80
battery charging (first bank) | 80
install ct 1b batteries | 80
ac/dc installation | 80
install ct 1a batteries | 80
transport to workshop mv switchgear 20/01bba/bbb (to st. ingbert-install into electrical modules) | 80
ctg 1a elec batteries | 80
preparation for battery charging (second bank) | 80
dc power charge batteries | 80
site power - gate house/induction room/first aid/lcm&ptw office - installation power supply | 80
install stg elect bldg ups & batteries/chargers | 80
detail design / manufacturing / shop test ac-dc converter buk | 80
ctg 1b batteries installed / charger 1&2 inservice, | 80
transport to workshop battery racks bta (to st. ingbert-install into electrical modules) | 80
switchyard control building batteries/chargers/distribution panels | 80
dc power perform impedance test on batteries | 80
charging batteries | 80
transport to workshop lv- / dc-switchgear bfa/bfb/bma/bua/bub/buc (to st. ingbert-install into electrical modules) | 80
install batteries | 80
ctg 1a batteries installed / charger 1&2 inservice, | 80
transport to site lv-/dc-switchgear bfa | 80
dc power checkout inverter | 80
system line up for purging/gas charging | 80
site power - warehouse/day accomodation buildings - installation power supply | 80
detail design / manufacturing / shop test batteries bta | 80
dc power power up battery charger | 80
placement of batteries into racks batteries bta | 80
transport to workshop lv- / dc-switchgear 20bfc/bfd (only as electrical modules) | 80
ct-1a fuel oil wiring /term checks | 79
ct-1b fuel oil system pre-commission and restoration walk | 79
ct-1b fuel oil restore system | 79
ct-1a fuel oil oil flush fowi skid and tubing/flow test | 79
ct-1a fuel oil oil flush fowi skid and tubing/flow test, | 79
ct 1b fuel gas resolve p1 items | 79
ct-1a fuel oil breaker checks | 79
ct-1b fuel oil oil flush fowi skid and tubing/flow test, | 79
ct 1b fuel gas resolve work remaining list | 79
ct - 1c fuel oil system prep for oil flush | 79
ct-1a fuel oil i&c calibration checks | 79
ct-1a fuel oil prep for oil flush, | 79
ct-1a fuel gas pre-commission and restoration walk | 79
ct - 1c fuel oil system oil flush fowi skid and tubing/flow test | 79
ct-1b fuel oil oil flush fowi skid and tubing/flow test | 79
ct-1a fuel oil system pre-commissioning | 79
ct - 1c fuel oil system prep for water injection flush | 79
ct-1b fuel gas pre-commission and restoration walk | 79
ct-1b fuel oil prep for oil flush | 79
ct - 1c fuel oil system perform water injection flush fowi & tubing | 79
ct-1b fuel oil prep for oil flush, | 79
ct-1b fuel oil restore system fowi | 79
ct-1b fuel oil perform water injjection flushs fowi & tubing | 79
ct-1b fuel gas pre-commissioning | 79
ct-1c fuel oil system pre-commission and restoration walk | 79
ct-1b fuel oil breaker checks | 79
ct-1c fuel gas pre-commissioning | 79
common fuel oil loop checks | 79
ct-1b fuel oil wiring /term checks | 79
ct-1a fuel oil prep for water injection flush | 79
ct 1a fuel gas resolve work remaining list | 79
ct-1a fuel oil perform water injection flush fowi & tubing | 79
common fuel oil breaker checks | 79
ct-1a fuel oil restore system | 79
ct - 1c fuel oil system wiring /term checks | 79
ct - 1c fuel oil system i&c calibration checks | 79
ct-1a fuel oil restore system flow test | 79
ct - 1c fuel oil system breaker checks | 79
ct 1a fuel gas resolve p1 items | 79
ct-1b fuel oil system pre-commissioning | 79
ct-1a fuel oil breaker / water injection checks | 79
ct-1b fuel oil restore system flow test | 79
common fuel oil wiring /term checks | 79
ct-1b perform water injection flushes fowi & tubing, | 79
ct-1b fuel oil i&c calibration checks | 79
ct-1a fuel gas pre-commissioning | 79
ct-1a fuel oil i&c water injection calibration checks | 79
ct fuel oil flush procedure | 79
ct-1a fuel oil system pre-commission and restoration walk | 79
ct-1a fuel oil prep for oil flush | 79
ct-1a fuel oil restore system fowi | 79
ct-1c fuel gas pre-commission and restoration walk | 79
ct-1b fuel oil prep for water injection flush | 79
ct-1a perform water injection flush fowi & tubing, | 79
ct-1c fuel oil system pre-commissioning | 79
ct - 1c fuel oil system restore system | 79
wsac area ductbank - revise / ifc | 78
ductbank/manholes - revise / ifc | 78
stg ductbank - revise / ifc | 78
hrsg & ctg ductbank main runs - revise / ifc | 78
survey foundations, duct bank, fence | 78
install s road ductbank from mh #3 to mh #7- db #7 | 78
stg ductbank main runs - internal review | 78
duct bank between switchgear blk & gen.tx - construct drawpit bs01, bs03, bs04, bs05 | 78
ductbank/manholes - design / ifr / ifoa | 78
install ductbank north of stg vault- db # 17 | 78
install ductbanks and pull boxes from filter press to plant | 78
install ductbank north of manhole #9- db #32 | 78
east side excavation for ductbank (including branch lines) - north half | 78
existing plant tie-in ductbank - ifr / ifor | 78
construct east section of duct bank | 78
hrsg & ctg 1a ductbank - internal / owner review | 78
ductbank main - prelim layout | 78
exisitng plant tie-in ductbank - internal/owner review | 78
excavate for underground ductbank from filter press to existing plant | 78
install ctg 1a ductbank from mh #1 to mh #4- db #4 | 78
stg ductbank - internal / owner review | 78
fg yard area ductbank - ifr / ifor | 78
fg yard area ductbank - internal / owner review | 78
ductbank/manholes- receive owner comments | 78
tie-in ductbank for 5kv building | 78
east side excavation for ductbank (including branch lines) - south half | 78
intake ductbank - ifr / ifor | 78
install ductbanks west and south of 5kv building- db #45 | 78
fg yard area ductbank - revise / ifc | 78
install s road ductbank from 5kv building to mh#3- db #3 | 78
install ductbank west from mh #10 | 78
stg ductbank main runs - revise / ifc | 78
5 kv area ductbank - ifr / ifor | 78
east side backfill ductbank to grade (including branch lines) - north half | 78
swyd control bldg ductbank - revise / ifc | 78
install ductbank from 5kv building to mh #10 | 78
hrsg & ctg ductbank main runs - design / check / ifr / ifoa | 78
install filter press area ductbank (including exc/conc/back) | 78
centerline 1c excavation for ductbank (including branch lines/mh7/vault) | 78
stg ductbank main runs - owner review | 78
hrsg & ctg 1b ductbank - up-rev per quantity review | 78
wsac area ductbank - internal / owner review | 78
ductbank/manholes - internal review | 78
hrsg & ctg ductbank main runs - owner review | 78
east side backfill ductbank to grade (including branch lines) - south half | 78
install ductbank from tower to existing plant (db#26) | 78
wsac area ductbank - ifr / ifor | 78
intake & tank farm ductbank main runs - owner review | 78
5 kv area ductbank - internal / owner review | 78
stg ductbank - ifr / ifor | 78
intake & tank farm ductbank main runs - internal review | 78
install ductbank from mh#3 to substation- db#27 | 78
hrsg & ctg 1b ductbank - ifr / ifor | 78
intake & tank farm ductbank main runs - design / check / ifr / ifoa | 78
construct west section of duct bank | 78
backfill underground ductbank from filter press to existing plant | 78
intake ductbank - revise / ifc | 78
swyd control bldg ductbank - ifr / ifor | 78
hrsg & ctg ductbank main runs - internal review | 78
hrsg & ctg 1b ductbank - internal / owner review | 78
hrsg & ctg 1b ductbank - revise / ifc | 78
admin area ductbank - internal / owner review | 78
install hrsg 1a ductbank from mh #4 to mh #8- db #8 | 78
install s road ductbank from 5kv building to mh#2- db #2 | 78
admin area ductbank - ifr / ifor | 78
duct bank between switchgear blk & gen.tx - install cable ducting with concrete surround | 78
stg ductbank - up-rev per quantity review | 78
install ductbank mh #7 to bridge- db # 19 | 78
hrsg & ctg 1a ductbank - up-rev per quantity review | 78
install ductbank north of manhole #8- db# 31 | 78
install utility corridor ductbank to rack | 78
install fuel tank area ductbank (db 90) | 78
stg ductbank main runs - design / check / ifr / ifoa | 78
swyd control bldg ductbank - internal / owner review | 78
5 kv area ductbank - revise / ifc | 78
hrsg & ctg 1a ductbank - revise / ifc | 78
admin area ductbank - revise / ifc | 78
existing plant tie-in ductbank - final | 78
install s road ductbank from 5kv vault to mh #1- db #1 | 78
intake & tank farm ductbank main runs - revise / ifc | 78
intake ductbank - internal / owner review | 78
install ductbank west & south of control room | 78
hrsg & ctg 1a ductbank - ifr / ifor | 78
logistics and customs preparation dosing container 20qc | 77
manufacturing dosing container 20qc | 77
detail design / fabrication design enclosure 20mpb | 77
transport dosing container qc | 77
detail design sampling container 20qu | 77
ordering / negotiations see cubicles cjt | 77
erection of enclosure 20mpb | 77
design, manufacturing, shop test dosing container qc | 77
basic design / preparation p&id's dosing container 20qu | 77
preparation of spec. / order docu. sfc cubicles cjt | 77
basic design / preparation p&id's dosing container qc | 77
transport sampling container qu | 77
erection ct / grounding cubicle 20bab | 77
manufacturing sfc cubicles 20cjt | 77
detail design dosing container 20qc | 77
design / manufacturing ct / grounding cubicle 20bab | 77
design, manufacturing, shop test laboratory container stg | 77
logistics and customs preparation sampling container 20qu | 77
transport dosing container 20qc | 77
erection ff co2 system in gt enclosure 20mpb sgj | 77
transport enclosure 20mpb | 77
manufacturing enclosure 20mpb | 77
transport ct / grounding cubicle 20bab | 77
manufacturing see cubicles 20cjt | 77
transport to site sfc/see cubicle cjt | 77
logistics and customs preparation ct / grounding cubicle 20bab | 77
transport sampling container 20qu | 77
erection of steelwork for enclosure 20mpb | 77
preparation of spec. / order docu. see cubicles cjt | 77
design, manufacturing, shop test sampling container qu | 77
itp for - (00stg) laboratory container stg | 77
manufacturing sampling container 20qu | 77
ordering / negotiations sfc cubicles cjt | 77
electrical erection work for gt enclosure 20mpb / sam | 77
transport sfc cubicles 20cjt to workshop | 77
transport laboratory container stg | 77
transport see cubicles 20cjt to workshop | 77
basic design / specification ct / grounding cubicle 20bab | 77
stg rack demin water supply lb/sb [514] | 76
install stg pipe (stg provided) sb drains | 76
paint - condenser stg | 76
install lps [443] bypass lines to the condenser (3 each) | 76
install stg float trap | 76
install stg elect bldg area potable water [577] pws | 76
install stg rack aux steam lb piping [449] | 76
install stg rack cold reheat steam pipe lb [444] | 76
stg rack hot reheat steam lb/sb [442] a/g pipe | 76
install stg elect bldg aux boiler equipment [172/185] | 76
install stg rack low pressure steam pipe lb [443] | 76
install piv blockout - stg area | 76
install stg rack cold reheat steam pipe sb [444] | 76
install steam turbine drain module (mal00y) | 76
stg bolt up water boxes (cond) | 76
install stg rack aux. steam sb [449] a/g pipe | 76
install stg pipe (stg provided) gas control | 76
install stg closed cooling water head tank [074] | 76
install stg rack gland steam pipe sb [431] | 76
install large bore pipe/valves/supports from civil u/g tp to condenser | 76
install stg elect bldg aux steam [449] lb a/g pipe | 76
install stg hp pipe stop vlvs to stg (sys 530) - (stg provided) (night shift) | 76
install stg stop valves drain piping (sys 536) - (stg provided) -sb | 76
install stg area misc steam turbine pipe [439] - lb | 76
install stg condensate piping | 76
install stg lp casing piping [534] (stg provided) | 76
install stg rack hp steam [441] lb pipe | 76
stg rack condensate lb [471] | 76
stg rack service water sb [511] | 76
install stg rack hrh steam pipe sb [442] | 76
install condenser vendor provided pipe | 76
stg inlet chilled water lb [377] | 76
install stg elect bldg area aux steam [449] a/g sb pipe | 76
install stg lp spray pipe (stg prov) | 76
install stg rack low pressure steam pipe sb [443] | 76
install hrh [442] bypass lines to the condenser (3 each) | 76
install stg rack hrh steam [442] lb pipe | 76
install stg area misc steam turbine piping [439] - sb | 76
stage & assemble stg surface condenser [051] | 76
stg rack hps sb [441] | 76
install stg rack aux steam sb piping [449] | 76
install stg steam turbine drains tank [060] | 76
stg install condensate spray pipes | 76
install stg rack low pressure steam pipe [443] sb | 76
stg rack lube oil steam turbine lb [434] | 76
install stg rack hp steam [441] pipe sb | 76
install stg chilled water sb [377] a/g pipe | 76
install small bore pipe/valves/supports from civil u/g tp to condenser | 76
install stg condenser vacuum pump skid [055] | 76
install stg rack cold reheat [444] steam lb pipe | 76
install stg rack cold reheat [444] steam pipe sb | 76
install stg rack low pressure steam [443] lb pipe | 76
install stg rack aux. steam lb [449] a/g pipe | 76
install stg rack hrh steam [442] pipe sb | 76
install stg elect bldg glycol drain tank [193] | 76
install stg gas station piping [541 & 535] (stg provided) | 76
install stg condensate pumps [056] | 76
install stg condensate drilled shaft [056] | 76
install stg hrh valves to stg - (stg provided) | 76
hrsg 1b blowdown resolve work remaining list | 75
hrsg 1-b blowdown i&c checks | 75
placing boiler blow down tank 20lbh | 75
excavate for hrsg b blowdown/reheat sump | 75
hrsg 1a blowdown resolve p1 items | 75
terminate - hrsg 01b blowdown | 75
hrsg 1b blowdown resolve p1 items | 75
logistics and customs preparation blow down tank 20lbh | 75
hrsg 1-c blowdown pre-commission and restoration walk | 75
hrsg 1-b blowdown wiring / terms checks | 75
hrsg 1a blowdown construction completion walk | 75
erect hrsg 1b blowdown tank handrail/toeplate | 75
hrsg 1-b blowdown wiring /term checks | 75
set hrsg 1b diverter seal air skid | 75
erect hrsg 1a blowdown tank grating | 75
hrsg 1-b blowdown pre-commissioning | 75
common blowdown wiring /term checks | 75
hrsg 1-a blowdown pre-commission and restoration walk | 75
erect hrsg 1a blowdown sump & pumps handrail/toeplate | 75
hrsg 1-c blowdown construction completion walk | 75
blowdown framing/access steel - design / ifr / ifoa | 75
excavate for hrsg c blowdown/reheat sump | 75
hrsg 1-c blowdown i&c checks | 75
initial air blow out @12.00 | 75
erect hrsg 1b blowdown tank grating | 75
fresh air blower install | 75
hrsg blowdown tanks fdn / steel - ifr / ifoa | 75
hrsg 1-a blowdown pre-commissioning | 75
pull hrsg b sump sheet pile | 75
erect hrsg 1a blowdown sump & pumps grating | 75
detail design / manufacturing blow down tank 20lbh | 75
hrsg blowdown and reheat blowdown tanks foundation - internal review | 75
erect hrsg 1b blowdown sump & pumps grating | 75
hrsg blowdown and reheat blowdown tanks foundation - design / ifr / ifoa | 75
hrsg blowdown and reheat blowdown tanks foundation - receive owner comments | 75
hrsg 1b blowdown construction completion walk | 75
set hrsg 1a diverter hydraulic skid | 75
preparation for air blow out | 75
forced outage - scr blower failure | 75
bd - submission & approval - decomp. chamber / hot air blower support frame | 75
system blow out | 75
set hrsg 1c diverter seal air skid | 75
hrsg 1-b blowdown i & c checks | 75
hrsg blowdown and reheat blowdown tanks foundation - revise / ifc | 75
set hrsg 1b diverter hydraulic skid | 75
hrsg 1-c blowdown pre-commissioning | 75
transport blow down tank 20lbh | 75
hrsg 1-b blowdown construction completion walk | 75
pull hrsg c blowdown sump sheets | 75
erect hrsg 1b blowdown sump & pumps handrail/toeplate | 75
hrsg 1-a blowdown construction completion walk | 75
hrsg 1-b blowdown pre-commission and restoration walk | 75
set hrsg 1c diverter hydraulic skid | 75
hrsg 1-a blowdown wiring /term checks | 75
install sheet pile for hrsg c blowdown/reheat sump | 75
blowdown framing/ access steel - internal review | 75
erect hrsg 1a reheat blowoff tank handrail/toeplate | 75
detail design decomp. chamber / hot air blower support frame | 75
hrsg 1a blowdown resolve work remaining list | 75
hrsg blowdown tanks fdn / steel - revise / ifc | 75
set hrsg 1a diverter seal air skid | 75
common blowdown i&c checks | 75
terminate - hrsg 01a blowdown | 75
blowdown framing/ access steel - receive owner comments | 75
hrsg blowdown tanks fdn / steel - owner approval | 75
hrsg blowdown tanks fdn / steel - internal review | 75
erect hrsg 1b reheat blowoff tank handrail/toeplate | 75
basic design / quotation stage / ordering blow down tank lbh | 75
hrsg 1-c blowdown wiring /term checks | 75
erect hrsg 1a blowdown tank handrail/toeplate | 75
hrsg 1-a blowdown i&c checks | 75
install sheet pile for hrsg b blowdown/reheat sump | 75
pre-assembly top platforms hrsg20 | 74
erect hrsg 1b platforms/ladders on side | 74
erect hrsg 1a stair tower | 74
erect sky bridge a to b | 74
erect stair towers | 74
erect hrsg 1b platforms/ladders at main stack | 74
erect sky bridge b to c | 74
erect hrsg 1a platforms/ladders around bypass stack | 74
erect hrsg 1b blowdown sump & pumps ladders/cages | 74
erect finger rack ladders/cages 1a (seq-1) | 74
erect stg rack steel ladders/cages (seq-6) | 74
erect stg elec bldg floor frame stairs | 74
erect hrsg 1a platforms/ladders at main stack | 74
erect hrsg 1a reheat blowoff tank ladders/cages | 74
erect finger rack ladders/cages 1a (seq-2) | 74
erect hrsg 1c stair tower | 74
remaining secondary platforms ladders etc. hrsg20 | 74
erect hrsg 1b blowdown tank ladders/cages | 74
erect hrsg 1b reheat blowoff tank ladders/cages | 74
erect 5kv swgr bldg stairs | 74
erect 5kv swgr bldg ladders/cages | 74
erect hrsg 1b platforms/ladders around bypass stack | 74
erect hrsg 1a blowdown sump & pumps ladders/cages | 74
erect hrsg 1a blowdown tank ladders/cages | 74
erect 5kv swgr floor frame bldg stairs | 74
erect hrsg 1c platforms/ladders around bypass stack | 74
erect hrsg 1b stair tower | 74
erect finger rack ladders/cages 1b (seq-3) | 74
erect finger rack ladders/cages 1b (seq-5) | 74
erect hrsg 1a platforms/ladders on side | 74
instrumentation - connect plant air to valve 01a-442-pcv-1003 | 73
instrumentation - crv connect plant air supply | 73
pipe - install actuator on valve 01a-441-pcv-1003 | 73
pipe - install actuator on valve 01b-441-pcv-1003 | 73
pipe - install actuator on valve 01b-442-pcv-1003 | 73
pipe - install actuator on valve 01b-443-pcv-1003 | 73
pipe - install actuator on valve 01a-443-pcv-1003 | 73
install actuators for vane pitch controllers (igv/vgv1/2/3) | 73
msv installation / hang & install actuator | 73
pipe - install actuator on valve 01a-442-pcv-1003 | 73
installation of all actuators for ms, rh, lp | 73
instrumentation - connect plant air to valve 01b-442-pcv-1003 | 73
instrumentation - connect plant air to valve 01a-441-pcv-1003 | 73
instrumentation - msv connect plant air supply | 73
instrumentation - connect plant air to valve 01b-441-pcv-1003 | 73
instrumentation - connect plant air to valve 01b-443-pcv-1003 | 73
instrumentation - connect plant air to valve 01a-443-pcv-1003 | 73
msv installation | 73
terminate - sample system stg & auxiliary | 72
admin building and control room turnover system | 72
instrument air system complete turnover package | 72
uninterruptible power turnover system | 72
instrument air ct-1b complete turnover package | 72
demin #2 (@ stg area) turnover system | 72
sample system complete turnover package | 72
concrete and area paving turnover system | 72
instrument air ct-1a complete turnover package | 72
uninterruptible power complete turnover package | 72
instrument air (main header) complete turnover package | 72
condenser air extraction system notification of turnover walk to pgn | 72
demin transfer #1 complete turnover package | 72
instrument air complete turnover package | 72
condenser air extraction system system turnover walk with pgn | 72
instrument air (condenser) turnover system | 72
medium voltage complete turnover package | 72
foundations turnover system | 72
common blowdown turnover system | 72
dc power turnover system | 72
condenser complete turnover package | 72
plant roads turnover system | 72
condensate system #1 turnover system | 72
high voltage turnover system | 72
instrument air ct-1b turnover system | 72
stg lo system turnover system | 72
instrument air (main header) turnover system | 72
condensate system complete turnover package | 72
instrument air ct-1c complete turnover package | 72
sample system blow sample lines | 72
condenser air extraction system construction completion walk | 72
sample system loop verication | 72
instrument air turnover system | 72
instrument air (condenser) complete turnover package | 72
instrument air system turnover system | 72
piling turnover system | 72
instrument air (stg) complete turnover package | 72
terminate - sample system | 72
sample system - unit 1a complete turnover package | 72
stg lo system complete turnover package | 72
grounding turnover system | 72
instrument air ct-1a turnover system | 72
demin transfer #1 turnover system | 72
terminate - sample system hrsg 1b | 72
condensate system turnover system | 72
ccw #2 (@ stg area) complete turnover package | 72
condensate complete turnover package | 72
instrument air (stg) turnover system | 72
condenser air extraction system pre-commission and restoration walk | 72
civil turnover system | 72
condenser air extraction system turnover system | 72
grounding complete turnover package | 72
ccw #2 (@ stg area) turnover system | 72
low voltage turnover system | 72
instrument air ct-1c turnover system | 72
sample system turnover system | 72
sample system - unit 1a turnover system | 72
condenser air extraction system complete turnover package | 72
condensate system #1 complete turnover package | 72
demin #2 (@ stg area) complete turnover package | 72
low voltage complete turnover package | 72
condenser turnover system | 72
dc power complete turnover package | 72
medium voltage turnover system | 72
high voltage complete turnover package | 72
condensate turnover system | 72
sst foundations - ifr / ifoa | 71
complete conduit/ductbank for ct 1a equipment | 71
complete conduit/ductbank for sst 1b equipment | 71
sst foundations - revise / ifc | 71
install foundations for ct 1b equipment | 71
complete conduit/ductbank for sst 1a equipment | 71
complete conduit/ductbank for st 1 equipment | 71
set equipment/structures for st 1 equipment | 71
set equipment/structures for sst 1a equipment | 71
sst foundations - owner approval | 71
set equipment/structures for ct 1b equipment | 71
install self-supporting concrete foundations at st 1 | 71
sst foundations - internal review | 71
install foundations for sst 1a equipment | 71
sst foundations - design / ifr / ifoa | 71
tie-in ground grid for ct 1a equipment | 71
install foundations for sst 1b equipment | 71
tie-in ground grid for sst 1b equipment | 71
install self-supporting concrete foundations at ct 1b | 71
install self-supporting concrete foundations at ct 1a | 71
sst foundations - receive owner comments | 71
tie-in ground grid for st 1 equipment | 71
complete conduit/ductbank for ct 1b equipment | 71
tie-in ground grid for sst 1a equipment | 71
tie-in ground grid for ct 1b equipment | 71
set equipment/structures for sst 1b equipment | 71
install foundations for ct 1a equipment | 71
install foundations for st 1 equipment | 71
set equipment/structures for ct 1a equipment | 71
release hold - sst foundation | 71
install combustion turbine 1c instruments | 70
combustion turbine 1c tune & base load ctg | 70
install combustion turbine 1b instruments | 70
terminate - combustion turbine 1b | 70
combustion turbine 1b turnover system | 70
combustion turbine 1a tune & base load ctg | 70
terminate steam turbine generator cable | 70
install combustion turbine 1c tubing | 70
combustion turbine 1a sfi checkout | 70
install instruments - combustion turbine 1b | 70
combustion turbine 1a place on tg | 70
terminate - combustion turbine 1a | 70
pull cable - combustion turbine 1a | 70
combustion turbine 1c pre-commission and restoration walk | 70
combustion turbine 1b ic / e checks, | 70
combustion turbine 1a set igv's | 70
install combustion turbine 1-a instruments | 70
install tubing - combustion turbine 1b | 70
combustion turbine 1a complete turnover package | 70
combustion turbine 1a i&c-e checks | 70
pull combustion turbine 1-a cable | 70
combustion turbine 1a wire/term checks, | 70
combustion turbine 1a set igv's / vgv's, | 70
combustion turbine 1b notification of turnover walk to pgn | 70
combustion turbine 1b sfi checkout | 70
combustion turbine 1c notification of turnover walk to pgn | 70
terminate combustion turbine 1b cable | 70
combustion turbine 1b i&c/e checks | 70
combustion turbine 1b pre-commission and restoration walk | 70
combustion turbine 1b power up t-3000 | 70
combustion turbine 1a place on tg, | 70
combustion turbine 1a wire/term checks | 70
combustion turbine 1a ic/e checks, | 70
install combustion turbine 1-a tubing | 70
combustion turbine 1a system turnover walk with pgn | 70
combustion turbine 1a power up t-3000 | 70
combustion turbine 1c turnover system | 70
combustion turbine 1a turnover system | 70
combustion turbine 1b place on tg | 70
terminate combustion turbine 1-a cable | 70
pull combustion turbine 1c cable | 70
combustion turbine 1b set igv's / vgv's, | 70
combustion turbine 1c sfi checkout | 70
combustion turbine 1a pre-commission and restoration walk | 70
combustion turbine 1c wire/term checks | 70
combustion turbine 1c power up t-3000 | 70
combustion turbine 1b set igv's | 70
pull combustion turbine 1b cable | 70
terminate combustion turbine 1c cable | 70
combustion turbine 1b construction completion walk | 70
pull cable - combustion turbine 1b | 70
combustion turbine 1a sfi / exciter checkout, | 70
install tubing - combustion turbine 1a | 70
combustion turbine 1b complete turnover package | 70
install instruments - combustion turbine 1a | 70
combustion turbine 1c synch ctg | 70
combustion turbine 1a power up t-3000, | 70
combustion turbine 1b wire/term checks, | 70
combustion turbine 1b wire/term checks | 70
install combustion turbine 1b tubing | 70
combustion turbine 1c system turnover walk with pgn | 70
combustion turbine 1b place on tg, ls & hs | 70
combustion turbine 1b sfi / exciter checkout, | 70
combustion turbine 1c construction completion walk | 70
combustion turbine 1b tune & base load ctg | 70
combustion turbine 1c set igv's | 70
pull steam turbine generator cable | 70
combustion turbine 1a construction completion walk | 70
combustion turbine 1a notification of turnover walk to pgn | 70
combustion turbine 1b synch ctg | 70
combustion turbine 1c place on tg | 70
combustion turbine 1c i&c/e checks | 70
combustion turbine 1b power up t-3000, | 70
combustion turbine 1b system turnover walk with pgn | 70
combustion turbine 1c complete turnover package | 70
combustion turbine 1a synch ctg | 70
pull cable - steam turbine generator | 70
mobilisation / material unloading | 69
phase 1 - contractual reliability test running / agc test | 69
load list development - final | 69
unit on load / excitation test | 69
unit on load / contractual performance test | 69
unit on load / emissiong qal2 test | 69
combined cycle power plant load tests - main gas | 69
optimizing combined cycle power plant | 69
reliability run combined cycle power plant | 69
contractual reliability test running | 69
performance test combined cycle power plant | 69
phase 3 - contractual reliability test running | 69
unit on load | 69
phase 3 - contractual reliability test running / internal performance test | 69
combined cycle power plant load tests - 2nd & 3rd gas | 69
unit on load / internal performance test | 69
phase 2 - contractual reliability test running - (start) | 69
phase 2 - contractual reliability test running / shutdown - (complete) | 69
phase 1 - contractual reliability test running | 69
combined cycle performance testing., | 69
phase 3 - contractual reliability test running / shutdown (complete) | 69
load list development - preliminary | 69
unit minimum load operation | 69
unit on load / excitation test/ scr load testing | 69
unit on load / emissiong qal2 test / operational reliability test running | 69
phase 1 - contractual reliability test running - (complete) | 69
phase 1 - cold start / contractual reliability test running - (start) | 69
unit cc base load | 69
phase 3 - contractual reliability test running / contracual performance test | 69
phase 3 - cold start / contractual reliability test running (start) | 69
ctg 1c excavate / backfill | 68
ground slab th6 - backfill the interface area between turbine table to +4.2 mpd | 68
backfill to ductbank elevation between mh 1 and mh 4 | 68
backfill / final grade - s road | 68
backfill upper plant drains | 68
final backfill to crane pad elevation | 68
backfill manhole #8 to plant drain elevation | 68
backfilling to 0,5m before pab installation | 68
excavate / backfill to support misc. foundations | 68
backfill/flowfill 6" below tos discharge structure | 68
hrsg 1a excavation / backfill | 68
shaft a - backfill to ground level | 68
civil / structural ex and backfill | 68
backfill to top of db | 68
shaft f - backfill and reinstate to ground level | 68
shaft f - backfill to 2m existing ground level | 68
shaft a - backfill to -18 mpd approx. 1m below the next pipe joint | 68
backfill for 16" gravity pipe run #1 - s. basin to j.b. #2 | 68
hrsg 1c excavate / backfill | 68
pab backfilling (approx. up to pipe axisor pipe crown level) | 68
ex / backfill for subgrade fuel oil tank area | 68
tie in plant drain laterals | 68
backfill intake structure | 68
ex / backfill for final grade - bop north | 68
ex / backfill for final grade & misc. foundations - bop east | 68
ex / backfill for final grade - 5kv area | 68
backfilling 20urd | 68
backfill to ductbank elevation between mh 2 and mh 5 (night shift) | 68
shaft a - backfill from -18 to +0.4 mpd | 68
backfilling of sheet pile piping system (outside) pab umc - urd | 68
backfill hrsg c blowdown sump to final grade | 68
ex / backfill for final grade - wsac area | 68
stg area ex/backfill for final grade & misc. foundations | 68
backfill for 16" gravity pipe run #2 - j.b. #2 to j.b. #3 | 68
backfill to ductbank elevation mh 3 to mh 6 | 68
backfill to drain lateral elevation | 68
ex / backfill for final grade around ctg 1b and misc fdn's | 68
backfill to hrsg c interconnecting pipe elevation | 68
backfill discharge cw pipe | 68
ground slab th4 - backfill the interface area between turbine table to +4.2 mpd | 68
cwps - backfill to ground level | 68
ex / backfill for final grade - bop west | 68
ex / backfill for final grade - ammonia area (south road) | 68
hrsg 1b excavate / backfill | 68
ex / backfill for subgrade foundations stg area | 68
ex / backfill for final grade around hrsg 1b and misc fdn's | 68
ex / backfill for final grade around hrsg 1a and misc fdn's | 68
ex / backfill for final grade around ctg 1a and misc fdn's | 68
backfill to ductbank elevation north of mh 6 to n. road | 68
ex / backfill for subgrade wsac area | 68
ex / backfill for subgrade control/admin/demin area | 68
backfill hrsg b sumps to final grade | 68
final backfill and fine grade | 68
backfill to ductbank elevation between mh 5 and mh 9 (night shift) | 68
backfill/flowfill 6" below tos of intake structure | 68
backfill to final grade at discharge | 68
backfill termination end of 12" on grade discharge pipe - c9 | 68
dpt /zone c (northern section) - backfill and reinstate to ground level | 68
ex / backfill for final grade control/admin/demin area | 68
ex / backfill for final grade fuel oil tank area | 68
backfill for 30" gravity pipe between jack and bore and south basin | 68
excavate / backfill to tie-ins to existing plant lines | 68
ctg 1a excavation / backfill | 68
backfill to plant drain lateral elevation | 68
backfill to grade for foundations | 68
shaft e - backfill and reinstate to ground level | 68
backfill discharge structure | 68
backfill to elevation required for strut removal at intake | 68
ctg 1b excavate / backfill | 68
backfill to ductbank elevation between mh 4 and mh 8 (night shift once resumes) | 68
backfill to final grade at intake | 68
install rack hp steam [441] pipe across c/l 1b sb (night shift) | 67
install 1a hp steam [441] finger rack pipe lb (night shift) | 67
install hp steam finger rack pipe c/l 1b sb [441] | 67
finger rack 1b cold reheat steam lb [444] | 67
install rack lp steam pipe across c/l 1b lb [443] | 67
install rack hp steam pipe across c/l 1a lb [441] | 67
install rack hrh steam pipe across c/l 1b lb [442] | 67
finger rack 1a hp steam sb [441] a/g pipe | 67
install rack hrh steam [442] pipe across c/l 1b sb (night shift) | 67
install hrh steam finger rack pipe c/l 1b lb [442] | 67
install rack crh steam [444] pipe across c/l 1b lb (night shift) | 67
main rack 1b cold reheat steam lb [444] a/g steam | 67
install rack hp steam [441] pipe across c/l 1a sb (night shift) | 67
install 1b lp steam [443] finger rack pipe sb (night shift) | 67
install lp steam finger rack pipe c/l 1b sb [443] | 67
install crh steam finger rack pipe c/l 1a lb [444] | 67
finger rack 1a hp steam lb [441] a/g pipe | 67
install rack hrh steam [442] pipe across c/l 1c sb (night shift) | 67
install rack lp steam [443] pipe across c/l 1c sb (night shift) | 67
install 1b lp steam [443] finger rack pipe lb (night shift) | 67
install rack hrh steam [442] pipe across c/l 1b lb (night shift) | 67
install hp steam finger rack pipe c/l 1a sb [441] | 67
install rack hp steam [441] pipe across c/l 1a lb (night shift) | 67
install rack lp steam [443] pipe across c/l 1b sb (night shift) | 67
install 1b hrh steam [442] finger rack pipe lb (night shift) | 67
install 1a crh steam [444] finger rack pipe lb (night shift) | 67
install 1a lp steam [443] finger rack pipe sb (night shift) | 67
install rack hrh steam pipe across c/l 1b sb [442] | 67
install 1a rack aux steam piping lb [449] (night shift) | 67
install rack lp steam pipe across c/l 1b sb [443] | 67
install rack lp steam [443] pipe across c/l 1a sb (night shift) | 67
install hp steam finger rack pipe c/l 1b lb [441] | 67
install rack crh [444] steam pipe across c/l 1a sb (night shift) | 67
install rack hp steam [441] pipe across c/l 1b lb (night shift) | 67
install rack crh steam [444] pipe across c/l 1c sb (night shift) | 67
install rack hp steam pipe across c/l 1b lb [441] | 67
install rack hp steam [441] pipe across c/l 1c sb (night shift) | 67
install rack lp steam pipe across c/l 1a lb [443] | 67
install rack crh steam pipe across c/l 1b lb [444] | 67
install rack lp steam [443] pipe across c/l 1a lb (night shift) | 67
install rack hrh steam pipe [442] across c/l 1a lb | 67
install rack crh steam [444] pipe across c/l 1a lb (night shift) | 67
install 1a lp steam [443] finger rack pipe lb (night shift) | 67
install rack lp steam [443] pipe across c/l 1b lb (night shift) | 67
install rack hrh steam [442] pipe across c/l 1c lb (night shift) | 67
install rack hp steam pipe across c/l 1a sb [441] | 67
install rack crh steam [444] pipe across c/l 1b sb (night shift) | 67
finger rack 1a low pressure steam sb [443] | 67
install 1a hp steam [441] finger rack pipe sb (night shift) | 67
install 1a rack aux steam piping sb [449] (night shift) | 67
install rack hp steam pipe across c/l 1b sb [441] | 67
install rack lp steam pipe across c/l 1a sb [443] | 67
install 1c hp steam [441] finger rack pipe lb (night shift) | 67
install 1c hrh steam [442] finger rack pipe lb (night shift) | 67
install 1c lp steam [443] finger rack pipe sb (night shift) | 67
install lp steam finger rack pipe c/l 1a sb [443] | 67
install 1b rack aux steam lb piping [449] (night shift) | 67
install rack hrh steam [442] pipe across c/l 1a lb (night shift) | 67
install 1b crh steam [444] finger rack pipe lb (night shift) | 67
install 1a crh steam [444] finger rack pipe sb (night shift) | 67
install rack hrh steam pipe [442] across c/l 1a sb | 67
install lp steam finger rack pipe c/l 1b lb [443] | 67
install 1b hp steam [441] finger rack pipe lb (night shift) | 67
finger rack 1b hp steam lb [441] a/g pipe | 67
install rack lp steam [443] pipe across c/l 1c lb (night shift) | 67
install 1b rack aux steam sb piping [449] (night shift) | 67
install 1c crh steam [444] finger rack pipe lb (night shift) | 67
install hrh steam finger rack pipe c/l 1a lb/sb [442] | 67
install 1c rack aux steam sb piping [449] (night shift) | 67
install rack crh steam pipe across c/l 1b sb [444] | 67
finger rack 1b hp steam sb [441] a/g pipe | 67
install lp steam finger rack pipe c/l 1a lb [443] | 67
install rack hp steam [441] pipe across c/l 1c lb (night shift) | 67
install crh steam finger rack pipe c/l 1b lb [444] | 67
install rack hrh steam [442] pipe across c/l 1a sb (night shift) | 67
install 1a hrh steam [442] finger rack pipe lb (night shift) | 67
install 1c hp steam [441] finger rack pipe sb (night shift) | 67
install hp steam finger rack pipe c/l 1a lb [441] | 67
install rack crh steam [444] pipe across c/l 1c lb (night shift) | 67
install 1b hp steam [441] finger rack pipe sb (night shift) | 67
finger rack 1b low pressure steam sb [443] | 67
install 1c rack aux steam lb piping [449] (night shift) | 67
install 1c lp steam [443] finger rack pipe lb (night shift) | 67
install rack crh steam pipe across c/l 1a sb [444] | 67
install rack crh steam pipe across c/l 1a lb [444] | 67
install secondary containment | 66
400kv backfeed @ 1/12 02:00 | 66
switchyard yard rough grade complete | 66
basic design / specification / prepare rfq frequency converter 20brx to be deleted. | 66
system line up for filling (with qcd) | 66
t3000 upgrade | 66
strip edge forms | 66
import rip rap cap for dike phase 1 | 66
erection of blending station | 66
temporary stand carry in | 66
crv installation | 66
close in leave out section of new dike | 66
install c/l 1c sump c | 66
terminal point location / verification | 66
resolve row 2 support beam issue / spmt working on stack delivery | 66
fuel gas line flushing outage (flushing cleaning i/p) | 66
finegrade switchyard for progress | 66
s/d outage - pt and fo burner removal | 66
13.8kv line disconnected | 66
preparation vel (before elv3) | 66
cci rep onsite | 66
quotation stage frequency converter 20br to be deleted. | 66
repair liner and berm at intake | 66
tie in works to bd vessel | 66
de-energization of bft04 & bft05 for completion of | 66
site power - sdb1.1 - dismantle and relocate to new location | 66
400v injection from gis side (pending release from clp) | 66
software freeze | 66
shifting of boards and mimics | 66
preparation prel. operating manual (bhb) | 66
xxx and contineous dosing install | 66
mechanical - crv restoration | 66
hrh bypass velocity calculation | 66
unit offline and issue ptw's | 66
phase 1 - install 150' dike | 66
erect switchyard electrical [810] enclosure | 66
5kv rcwy - ckts released for routing | 66
e&ic mbl | 66
printer installation | 66
clearing for distribution line move | 66
weld crv to hip | 66
emerson onsite for pi interface | 66
dress out cems (set, grout, dress-out) | 66
79 - em lock (electromagnetic door lock) | 66
m&e works by others #8 - erect transformers and dress out (indicative only) | 66
ec+i | 66
station interface walkdowns for all upcoming terminal points (flushing/cleaning preparation) | 66
hardware freeze 1 | 66
mechanical - msv restoration | 66
88 - importation of workers and working visa application to immd | 66
install ina lb [543] main header - main rack 1b | 66
loading of aps for st | 66
fat complete | 66
cut out crh fittings and spools for replacement | 66
transport to workshop frequency converter 20brx (st. ingbert) to be deleted. | 66
set remaining switchyard structures, switches, equipment | 66
tb2 handover to siemens | 66
set perimeter forms | 66
site power - sdb1.7 - installation | 66
66
ec&i | 66
demob crane | 66
sw engineering bop i&c, t3000 db merging fail safe | 66
hps bypass to crh velocity calculation | 66
electrical - reterm 2-crv's | 66
site power - sdb1.4 - installation | 66
install c/l 1b sump b | 66
bft04 / bft05 energized | 66
line inpsection | 66
transmission outage | 66
mob stack test contractor for combined cycle | 66
electrical - reterm 2-msv's | 66
m&r station - place and compact fill | 66
fab and delivery of crh replacement fittings | 66
remove shoring | 66
unit trip @ 16 mw | 66
complete pre-placement meeting (1 week before placement) | 66
warehouse a&a works, ready for main contract fitout (150 days - 14/5/2017) | 66
sw engineering bop i&c, t3000 db merging non fail safe | 66
assembly of shifting clutch | 66
set edge forms at intake | 66
ofci item no.,10 - platforms (actual dates tbc) | 66
relocation c2 / c3 | 66
site power - sdb1.2.1 - installation | 66
system line up for filling | 66
relocation c4 | 66
complete all necessary checkout with toshiba | 66
relocation c1 | 66
preparation vel (before elv2) | 66
tb2 blade rectification works outage | 66
top walkdowns as per ifis | 66
lps bypass velocity calculation | 66
client terminal points documents | 66
install ina main header - hrsg 1a lb [543] | 66
ctg-1b rcwy - ckts released for routing | 66
loading of aps for gt | 66
toshiba finalizes ocean vessel space block booking | 66
outage works | 66
hrsg-1a rcwy - ckts released for routing | 66
sw engineering bop i&c, t3000 db merging | 66
sourcing, reconditioning and delivery of tbm (ad tbc) | 66
nde | 66
mob demo contractor | 66
connect swale in south of switchyard | 66
install bmps | 66
hardware freeze 2 | 66
adaption of collumn grid, frame concept | 66
hardware freeze | 66
inspect shoring | 66
remove section of existing dike | 66
provide toshiba 3 week pre-placement notification for inspection | 66
mob stack test contractor for simple cycle | 66
site power - sdb1.5 / sdb1.6 - installation | 66
ntp | 66
event 056 - bulkhead modification (fixing method) - pre cny | 66
finalize vel input data (before elv3) | 66
preparation of foreign worker visa / justification for foreign employment | 66
115kv line disconnected | 66
complete post-placement meeting (1 week following placement) | 66
deliver embeds | 66
prep work - awaiting material delivery confirmation) | 66
dcs software fat support | 66
sw engineering bop i&c, t3000 db merging, proxie generation | 66
attach terminal box | 66
blow out of gas ring lines | 66
e & ic installation | 66
detail design /manufacturing / shop test frequency converter 20brx to be deleted. | 66
preparation of final length matrix | 66
preparation of 1st length matrix | 66
fabrication and delivery of temporary bulkhead | 66
install replacement crh fittings | 66
remove black jack church rd. | 66
issue for bat re-energization after outage | 66
install primary containment | 66
fume scrubber install | 66
phase 1 - install to leave out section | 66
cntrl narratives / hmi - post fat uprev (conformed to fat) | 66
co#78 - guard shack - removed | 66
preparation vel (after elv3) | 66
ctg-1a rcwy - ckts released for routing | 66
revision of operating manual (bhb) on site | 66
install c/l 1a sump a | 66
pre-placement sign off (with toshiba) | 66
system line up | 66
energization of bft04 & bft05 | 66
internal kpe lighting walkdown | 66
preparation of length matrix | 66
primary and secondary containment installation | 66
e&ic installation mbu | 66
install tubing - common fuel oil | 65
gas receiving & fuel gas blending station - construct foundation | 65
install underground fuel oil area pipe (fp/fo/sw) | 65
install tubing - gas system | 65
install bop fuel gas a/g pipe [561] sb | 65
install clamps for fuel gas manifolds | 65
install common fuel oil system tubing | 65
fuel gas purger air, grs & fuel gas blending - underground drainage | 65
install instruments - common fuel oil | 65
aux fuel gas sb [561] a/g pipe | 65
install fuel gas area ina sb [543] pipe | 65
install ct-1b fuel oil system tubing | 65
paint - fuel gas vent lines hrsg b | 65
gas on site at boundry | 65
install instruments - gas system | 65
installation of gas detection and system | 65
install bop fuel gas a/g pipe [561] lb | 65
install ct 1-b fuel gas tubing | 65
install ct 1-c fuel gas tubing | 65
fuel gas purge air system - construct foundation | 65
install fuel gas equipment/skids | 65
install fuel gas manifold pilot gas | 65
gas final filter equip - construct 1.1m deep foundation | 65
common fuel oil install flush jumpers | 65
tank area fuel oil lb/sb [562] | 65
install ct 1-b fuel gas instruments | 65
install gas yard | 65
install ct-1c fuel oil instruments | 65
paint - fuel gas vent lines hrsg a | 65
install ct 1-c fuel gas instruments | 65
install ct-1b fuel oil system instruments | 65
install fuel oil tank & system tubing | 65
install ct-1a fuel oil system tubing | 65
install fuel gas manifold stages a/b/c/d | 65
install gas system common instruments | 65
gas final filter equip - erect wire mesh security fence after filter install | 65
install fuel oil area plant drain sb [521] pipe | 65
install tank area fuel oil lb/sb [562] pipe | 65
gas final filter equip - construct 1m high bund wall all around | 65
install bop fuel oil pipe [562] | 65
install instruments - ct 1b fuel oil system | 65
install fuel oil corridor structural steel rack | 65
gas receiving & fuel gas blending station - erect wire mech fence | 65
install ct 1-a fuel gas instruments | 65
install u/g pipe branch lines fuel oil tank area | 65
installation of gas detection system for bop | 65
install ct-1c fuel oil tubing | 65
build fuel gas metering & regulating station [138] | 65
install fuel oil tank & system instruments | 65
purge gas line and gas yard | 65
install fuel gas piping from plant to tie-in to existing line | 65
install d/b #29, 32 - from mh #2 to fuel oil tank area | 65
install instruments - ctg 1a fuel gas | 65
install fuel oil and fuel gas lines | 65
install fuel oil electrical [192] enclosure | 65
install weld support bridge & clamps for fuel gas manifolds | 65
install fuel oil ina sb [543] pipe | 65
install gas system common tubing | 65
install u/g pipe from powerblock to rack | 65
install instruments - ctg 1b fuel gas | 65
install fuel gas lb/sb [561] a/g pipe | 65
walk gas into power block | 65
gas receiving & fuel gas blending station - construct fire wall | 65
install ct 1-a fuel gas tubing | 65
installation of instrument, equipment and cable for gas detection system for gas turbine & auxiliaries | 65
install ct-1a fuel oil system instruments | 65
install instruments - ct 1a fuel oil system | 65
build fuel gas m&r station | 65
install common fuel oil system instruments | 65
gen service pumps - review vendor drawings (st) | 64
circ wtr pumps - internal review / revise | 64
gen service pumps - review vendor drawings / return (el) | 64
circ wtr pumps - vendor submit drawings (st) | 64
boiler feed pumps - vendor fab/delivery (hrsg 1b) | 64
boiler feed pumps - review vendor drawings / return (st) | 64
stormwater pumps - vendor submit drawings (me) | 64
circ wtr pumps - review vendor drawings (el) | 64
gen service pumps (demin, fo, ro booster)- vendor fab/delivery | 64
boiler feed pumps - vendor fab/delivery - hrsg 1b - pump 1a | 64
boiler feed pumps - review vendor drawings (me) | 64
well pumps - vendor submit drawings (me) | 64
fire protection - issue vendor for owner approval | 64
gen service pumps - review vendor drawings (el) | 64
boiler feed pumps - vendor submit drawings (st) | 64
boiler feed pumps - owner review | 64
boiler feed pumps - issue vendor for owner approval | 64
gen service pumps - internal review / revise | 64
install d/b #1 - to well pump and mh #1 | 64
well pumps - issue purchase order | 64
well pumps - vendor submit drawings (st) | 64
boiler feed pumps - vendor submit drawings (me) | 64
boiler feed pumps - vendor fab/delivery (hrsg 1a) | 64
gen service pumps - owner review | 64
stormwater pumps - review vendor drawings (me) | 64
circ wtr pumps - review vendor drawings / return (st) | 64
boiler feed pumps - review vendor drawings (st) | 64
gen service pumps - vendor submit drawings (st) | 64
stormwater pumps - vendor fab/delivery | 64
boiler feed pumps - review vendor drawings / return (me) | 64
circ wtr pumps - receive vendor proposals | 64
sump pumps - vendor fab/delivery | 64
circ wtr pumps - issue vendor for owner approval | 64
circ wtr pumps - owner review | 64
circ wtr pumps - review vendor drawings / return (me) | 64
shaft f - install pump well and observation well | 64
gen service pumps - review vendor drawings / return (me) | 64
stormwater pumps - owner review | 64
delivery owner furnished west basin pumps | 64
gen service pumps - issue vendor for owner approval | 64
well pumps - vendor fab/delivery | 64
boiler feed pumps - vendor fab/delivery - hrsg 1a - pump 1a | 64
circ wtr pumps - review / revise / ifp/ifor | 64
sump pumps - owner approval of vendor | 64
circ wtr pumps - vendor submit drawings (el) | 64
gen service pumps - review vendor drawings (me) | 64
boiler feed pumps - review vendor drawings (el) | 64
fire pumps - owner approval of vendor | 64
boiler feed pumps - internal review / revise | 64
circ water pumps - owner approval of vendor | 64
circ wtr pumps - review vendor drawings (me) | 64
boiler feed pumps -receive vendor proposals | 64
gen service pumps - review vendor drawings / return (ic) | 64
gen service pumps - owner approval of vendor | 64
gen service pumps - review vendor drawings / return (st) | 64
boiler feed pumps - owner approval of vendor | 64
gen service pumps - vendor submit drawings (me) | 64
boiler feed pumps - vendor fab/delivery (hrsg 1c) | 64
circ wtr pumps - vendor submit drawings (me) | 64
gen service pumps (ccwc) - vendor fab/delivery | 64
well pumps - review vendor drawings (st) | 64
boiler feed pumps - vendor submit drawings (el) | 64
gen service pumps - review / revise / ifp/ifor | 64
fire pumps - issue vendor for owner approval | 64
well pumps - review vendor drawings (me) | 64
boiler feed pumps - vendor fab/delivery - hrsg 1b - pump 1b | 64
gen service pumps - vendor fab/delivery | 64
circ wtr pumps - vendor fab/delivery | 64
gen service pumps - review & respond to owner comments / revise / ifp/ifor | 64
circ wtr pumps - prepare spec / ifr | 64
circ wtr pumps - review vendor drawings / return (el) | 64
boiler feed pumps - review vendor drawings / return (el) | 64
boiler feed pumps - vendor fab/delivery - hrsg 1a - pump 1b | 64
delivery owner furnished south basin pumps | 64
circ wtr pumps - review vendor drawings (st) | 64
circ wtr pumps - technical bid analysis | 64
gen service pumps - prepare spec / ifr | 64
sump pumps - issue vendor for owner approval | 64
gen service pumps - vendor submit drawings (el) | 64
gen service pumps - vendor submit drawings (ic) | 64
install service water tank nozzles and accessories | 63
demin & fo tanks - review vendor drawings / return (st) | 63
hydro test demin tank 1a | 63
demin & fo tanks - negotiate / award / ifc | 63
demin & fo tanks - technical bid analysis | 63
install nox piping from existing demin tank to gt nox control pump including recir line | 63
demin & fo tanks - owner approval of vendor | 63
install demin tank 1b piping | 63
demin water system - restore to permanent condition | 63
fabricate demin water tank 1a [032] | 63
install demin tank 1b anchor chairs | 63
coat exterior demin tank 1a | 63
hydro test demin tank 1b | 63
install make-up water piping from existing demin tank to connection points of new ccgt | 63
erect demin tank 1b rings 1-4 | 63
demin & fo tanks - vendor fab/delivery | 63
install demin water ro permeate forwarding pumps [668] | 63
set demin tank 1b roof | 63
install demin piping lb at stg | 63
demin & fo tanks -receive vendor proposals | 63
build demin tank 1b roof | 63
demin & fo tanks - review vendor drawings (me) | 63
demin & fo tanks - vendor submit drawings (st) | 63
coat exterior demin tank 1b | 63
coat interior demin tank 1a | 63
complete demin tank 1b nde | 63
demin & fo tanks - review vendor drawings (st) | 63
install demin tank 1b nozzle | 63
demin & fo tanks - review vendor drawings (el) | 63
hydrotest demin tank 1b | 63
remove temporary demin plants at intake area & demin area | 63
demin & fo tanks - vendor submit drawings (el) | 63
demin & fo tanks - prepare spec / ifr | 63
cabling demin. water area | 63
demin & fo tanks - vendor submit drawings (me) | 63
demin & fo tanks - review vendor drawings / return (me) | 63
install demin area service water pumps [021] | 63
coat interior demin tank 1b | 63
install demin water pumps [030] | 63
hydrotest demin tank 1a | 63
demin & fo tanks - issue vendor for owner approval | 63
test demin water | 63
install make-up water/nox pumps & pressure system (tank/controls) | 63
demin & fo tanks - owner review | 63
demin & fo tanks - review / revise / ifp/ifor | 63
demin & fo tanks - internal review / revise | 63
1st shop drawings for modules lot 3 | 62
stg - review vendor drawings (st) | 62
remaining shop drawings for modules lot 2 | 62
hrsg - review vendor drawings / return (me) | 62
ctg - review vendor drawings (el) | 62
1st shop drawings for modules lot 2 | 62
submit ctg drawings to vendor for detailing | 62
ctg - vendor submit drawings (st) | 62
swyd - owner supply drawings (el) | 62
remaining shop drawings for modules lot 1 | 62
swyd- review vendor drawings (el) | 62
hrsg - review vendor drawings (ic) | 62
hrsg - review vendor drawings (me) | 62
stg - review vendor drawings / return (me) | 62
fg yard- review vendor drawings (el) | 62
stg - review vendor drawings (ic) | 62
ctg - review vendor drawings / return (el) | 62
ctg - vendor submit drawings (el) | 62
ctg - review vendor drawings / return (me) | 62
submit stg pedestal drawings to vendor for detailing | 62
stg - vendor submit drawings (ic) | 62
stg - vendor submit drawings (st) | 62
submit stg base mat drawings to vendor for detailing | 62
fg yard - owner supply drawings (el) | 62
hrsg - vendor submit blowdown drawings (st) | 62
stg - review vendor drawings (el) | 62
submit stg electrical building drawings to vendor for detailing | 62
ctg - vendor submit drawings (me) | 62
hrsg - vendor submit drawings (ic) | 62
submit stg drawings to vendor for detailing | 62
stg - review vendor drawings (me) | 62
misc. bldgs - vendor submit final drawings (st) | 62
hrsg - review vendor drawings (el) | 62
hrsg - review vendor drawings / return (st) | 62
hrsg - review vendor drawings / return (el) | 62
stg - vendor submit drawings (el) | 62
misc. bldgs - vendor submit prelim drawings (st) | 62
hrsg - review vendor drawings (st) | 62
stg - review vendor drawings / return (el) | 62
hrsg - vendor submit drawings (st) | 62
submit stg pedestal drawings to vendor for detailing | 62
submit hrsg drawings to vendor for detailing | 62
hrsg - review vendor drawings / return (ic) | 62
ctg - vendor submit drawings (ic) | 62
stg - review vendor drawings / return (ic) | 62
hrsg - vendor submit drawings (me) | 62
admin/warehouse bldg - vendor submit drawings (st) | 62
stg - vendor submit drawings (me) | 62
remaining shop drawings for modules lot 3 | 62
submit ctg rebar drawings to vendor for detailing | 62
1st shop drawings for modules lot 1 | 62
ctg - review vendor drawings (me) | 62
stg - review vendor drawings / return (st) | 62
ctg - review vendor drawings (st) | 62
ctg - review vendor drawings / return (ic) | 62
admin/warehouse bldg - review vendor drawings (st) | 62
ctg - review vendor drawings / return (st) | 62
submit stg electrical building drawings to vendor for detailing | 62
ctg - review vendor drawings (ic) | 62
admin/warehouse bldg - review vendor drawings / return (st) | 62
hrsg - vendor submit drawings (el) | 62
logistics and customs preparation - gt interconnecting piping 20mb- | 61
engineered pipe supports - receive vendor proposals | 61
non-engineered pipe supports - issue vendor for owner approval | 61
engineered pipe supports - review vendor drawings / return (me) | 61
84 - pressure vessels (for construction works) | 61
prefabrication, shop test alloyed and other piping material (dn>=80) all sizes | 61
transport piping system (outside) 20pab (first delivery) | 61
86 - certificates for boilers, pressure vessels | 61
preliminary ug piping layouts | 61
manufacturing piping system (outside) 20pab | 61
preparation certifications for pressure vessels | 61
transport piping system (outside) 20pab (last delivery) | 61
preparation documentation pressure vessels (construction works) | 61
lb non-engineered pipe support list - final | 61
ug piping - issue spec for field procurement | 61
transport (3rd) piping (dn >=80) and standard support parts all sizes | 61
basic / detail design / ordering / delivery / manufacturing piping hrsg20_2nd part (lb high alloy steel) | 61
prel. piping design basic report (pdbr) | 61
transport piping hrsg20_2nd part (lb high alloy steel) | 61
engineered pipe supports - vendor fab/delivery group 2 - hot sb supports | 61
fabrication / detail design piping system (outside) 20pab | 61
logistics and customs preparation piping hrsg20_2nd part (lb high alloy steel) | 61
transport (1st) piping (dn >=80) and standard support parts all sizes | 61
transport (2nd) piping (dn >=80) and standard support parts all sizes | 61
non-engineered pipe supports - vendor fab/delivery | 61
detail design, manufacturing, shop test hrsg remaining material | 61
lb engineered pipe support list - final | 61
transport piping hrsg20_last part (sb <= 3'') | 61
engineered pipe supports - internal review / revise | 61
basic design, detail design, ordering, delivery, manufacturing piping material hrsg | 61
non-engineered pipe supports - internal review / revise | 61
non-engineered pipe supports -owner review | 61
transport piping hrsg20_1st part (lb carbon steel) | 61
engineered pipe supports - vendor fab/delivery group 1 - hot lb supports | 61
engineered pipe supports - owner review | 61
supplier p&id's preparation / frist design dwgs (isometrics) | 61
basic / detail design / ordering / delivery / manufacturing piping hrsg20_1st part (lb carbon steel) | 61
detail design, supply, prefab., shop test standard piping support parts all sizes | 61
transport interconnecting piping 20mb- | 61
detail design, supply, shop test piping (dn <80) and secondary steel all sizes | 61
engineered pipe supports - vendor submit drawings (me) | 61
design / manufacturing gt interconnecting piping 20mb- | 61
logistics and customs preparation piping hrsg20_last part (sb <= 3'') | 61
engineered pipe supports - issue vendor for owner approval | 61
transport (4th) piping (dn >=80) and standard support parts all sizes | 61
transport (2nd) piping (dn <80) | 61
logistics and customs preparation piping hrsg20_1st part (lb carbon steel) | 61
basic / detail design / ordering / delivery / manufacturing piping hrsg20_last part (sb <= 3'') | 61
transport (1st) piping (dn <80) | 61
install grounding grid - 5kv building | 60
install wsac area grounding grid | 60
site ground grid - receive owner comments | 60
install grounding grid - hrsg 1a | 60
install grounding grid - ctg 1a | 60
install ctg 1c area grounding grid | 60
site ground grid - ifr/ ifoa | 60
install hrsg 1a grounding grid | 60
install grounding grid - fuel oil tank area | 60
site ground grid calc - consultant report | 60
install grounding grid - control/admin/demin area | 60
install grounding grid - ctg 1b | 60
site ground grid calc - revise/ifoa | 60
site ground grid - design / check / ifr / ifoa | 60
install grounding grid - stg area | 60
site ground grid calc - revise / check / ifc | 60
install hrsg 1b area grounding grid | 60
install grounding grid - ammonia area | 60
install demin area grounding grid | 60
site ground grid - internal review | 60
site ground grid - up-rev per quantity review | 60
install filter press area grounding grid | 60
site ground grid calc - issue to consultant | 60
install grounding grid - intake structure | 60
site ground grid calc - ifoa / rec calcs from guru | 60
install fuel oil area grounding grid | 60
install ammonia area grounding grid | 60
install ctrl/admin bldg area grounding grid | 60
install 5kv bldg area grounding grid | 60
install ctg 1a grounding grid | 60
install grounding grid - hrsg 1b | 60
install grounding grid - wsac area | 60
site ground grid calc - owner approval | 60
site ground grid - owner approval | 60
install stg area grounding grid | 60
install 5kv building area u/g pipe | 60
install hrsg 1c area grounding grid | 60
site ground grid - revise / check / ifc | 60
install stg elect bldg area grounding grid | 60
install grounding grid - stg elec bldg area | 60
install intake structure grounding grid | 60
instrument air fill with oil | 59
constr. power supply avail. for lifting oil system 20mav | 59
oil draining | 59
transport seal oil system 20mkw | 59
assemble/oil fill sst 1a (tie to transformer delivery) | 59
acid filling uba-0104 | 59
preparation works for draining oil from main lube oil tank (construction activity) | 59
erection / piping fuel oil day tank egx | 59
oil filling generator transformer 20bat | 59
logistics and customs preparation seal oil tank | 59
assemble/oil fill/test gsus | 59
detail design / manufacturing / shop test fuel oil day tank egx | 59
install stg ehc control oil unit (ehc oil unit, main oil cooler & tank) | 59
transport transformer oil for 20bat | 59
install and adjust lower oil deflector (1g/2t/3g/4t/4g) | 59
assemble/oil fill sst 1b | 59
partial draining of oil for inspection at bushings | 59
inspection of oil tank | 59
oil tank refilling, pending cleanliness inspection | 59
operation of lifting oil system to support construction works | 59
filling, service test | 59
install leak detection system for fuel oil tank | 59
prepare interim frp for submittal to epa prior to commission fuel oil tank | 59
topping up of main oil tank to normal operation level | 59
transport seal oil tank to module skidder 20mkw | 59
exchange of gasket on gil & refilling of sf6 | 59
assemble/oil fill ct 1b gsu | 59
oil tank cleanliness inspection | 59
erection seal oil system 20mkw | 59
logistics and customs preparation transformer oil for 20bat | 59
oil circulation and sampling | 59
install and adjust lower oil deflector (1g/2t/3g/4t/4g) | 59
ehc control oil system - restore & commission system | 59
initial filling & flushing of system | 59
assemble/oil fill ct 1a gsu | 59
begin import abc fill phase 1 | 59
piping erection seal oil system for generator 20mkw | 59
oil tank refilling ongoing | 59
fill up of tight seal | 59
frp fillet | 59
assemble/oil fill st 1 gsu | 59
fill & test system | 59
logistics and customs preparation fuel oil day tank egx | 59
continuation of oil draining from tank (construction) | 59
transport fuel oil day tank egx | 59
circ water intitial fill system | 59
electrical erection compressed air/instrument air system sca/qfa | 58
detail design / clarification air compressor system 20sca | 58
contract review / prep. rfq air compressor system sca | 58
pull cable - instrument air (air compressors, dryers & recievers) | 58
install raceway - instrument air (air compressors, dryers & recievers) | 58
instrument air wiring/term checks on compressors & dryers | 58
instrument air compressors, dryers & receiver notification of turnover walk to pgn | 58
terminate - instrument air (air compressors, dryers & recievers) | 58
e- and i&c- erection hvac system 20sa | 58
transport duct for hvac system umc 20sa | 58
quotation stage air compressor system sca - aborted, due to clp decision to change to oil free | 58
transport air removal system 20maj | 58
erection ducts for hvac system umc | 58
transport equipment for hvac system umc 20sa | 58
logistics and customs preparation duct for hvac system umc 20sa | 58
terminate instrument air ( compressors & dryers) cable | 58
manufacturing duct for hvac system umc 20sa | 58
design data sheets air compressor system sca | 58
design / manufacturing air removal system 20maj | 58
detail design ducts hvac system umc sa | 58
install instruments - instrument air (compressors, dryers & recievers) | 58
instrument air compressors, dryers & receiver complete turnover package | 58
cold commissioning for compressed air/instrument air system sca/qfa | 58
basic design before df (part i) hvac system sa | 58
(bop) quotation stage compressed air interconnection system | 58
erection equipment hvac system for umc/usa 20sa | 58
instrument air compressors, dryers & receiver pre-commissioning | 58
instrument air compressors, dryers & receiver system turnover walk with pgn | 58
(bop) technical clarification compressed air interconnection system | 58
(bop) manufacturing, shop test compressed air interconnection system | 58
instrument air compressors, dryers & receiver construction completion walk | 58
logistics and customs preparation air compressor system 20sca | 58
manufacturing shop test equipment for hvac system umc 20sa | 58
instrument air compressors, dryers & receiver complete ps-1 punchlist items | 58
basic design after df (part ii) hvac system sa | 58
erection compressed air/instrument air system sca/qfa and interconnecting pipies | 58
instrument air compressors, dryers & receiver pre-commission and restoration walk | 58
logistics and customs preparation equipment for hvac system umc 20sa | 58
concept design hvac system sa | 58
transport air compressor system 20sca | 58
(bop) transport compressed air interconnection system | 58
instrument air compressors, dryers & receiver turnover system | 58
pull instrument air ( compressors & dryers) cable | 58
quotation stage air compressor system sca - oil filled compressor | 58
install instrument air ( compressors & dryers) instruments | 58
logistics and customs preparation air removal system 20maj | 58
transport compressor main body sca | 58
(bop) basic design, specification compressed air interconnection system | 58
manufacturing / shop test air compressor system 20sca | 58
shaft a - excavate to below 9th layer of ring beam | 57
shaft f - excavate to below 8th layer of ring beam | 57
shaft e - excavate to below 5th layer of strut | 57
shaft f - excavate to below 13th layer of ring beam | 57
shaft f - excavate to below 4th layer of ring beam | 57
shaft e - install 1st layer of struts (22 t) | 57
shaft e - excavate to 0.5m below 1st layer of struts / install lagging plate | 57
shaft a - excavate to below 4th layer of ring beam | 57
shaft a - excavate to below 8th layer of ring beam | 57
shaft e - excavate to below 2nd layer of strut | 57
shaft f - excavate to below 6th layer of ring beam (as tbc) | 57
shaft f - bd inspection on stratum | 57
shaft f - excavate to below 12th layer of ring beam | 57
shaft a - excavate 10th layer further down 2m | 57
shaft f - excavate to below 3rd layer of ring beam | 57
shaft a - excavate to below 7th layer of ring beam | 57
shaft a - intstall 1st layer of ring beam | 57
shaft e - excavate to below 6th layer of strut | 57
shaft a - excavate to below 2nd layer of ring beam | 57
shaft a - excavate to final excavation level -22 mpd / install lagging plate | 57
shaft f - excavate to below 9th layer of ring beam | 57
shaft a - excavate to below 3rd layer of ring beam | 57
shaft f - excavate to below 2nd layer of ring beam | 57
shaft e - excavate to below 4th layer of strut | 57
shaft f - excavate to below 10th layer of ring beam | 57
shaft f - excavate to below 5th layer of ring beam | 57
shaft e - excavate to below 3rd layer of strut | 57
shaft e - cast-in bottom layers of struts with base slab | 57
shaft a - excavate to below 1st layer of ring beam / install lagging plate | 57
shaft a - excavate to below 10th layer of ring beam | 57
shaft e - excavate to below 7th layer of strut | 57
shaft e - excavate to below 8th layer of strut | 57
shaft a - excavate 11th layer further down 2m | 57
shaft a - excavate 13th layer further down 2m | 57
shaft a - excavate to below 6th layer of ring beam | 57
shaft e - excavate to final excavation level -18 mpd /install lagging plate/ s9 at fel | 57
shaft a - excavate to below 5th layer of ring beam | 57
shaft f - excavate to below 7th layer of ring beam | 57
shaft f - excavate to below 1st layer of ring beam / install lagging plates | 57
shaft f - excavate to below 11th layer of ring beam | 57
shaft f - intstall 1st layer of ring beam | 57
shaft a - excavate 12th layer further down 2m | 57
terminate boiler feed water 1a cable | 56
boiler feed water 1b loop verfications to all valves | 56
boiler feed water 1b perform run in on pump | 56
pull boiler feed water 1a cable | 56
boiler feed water 1 tfa required checks to bfp | 56
install boiler feed water 1a tubing | 56
install boiler feed water 1c instruments | 56
boiler feed water 1 loop verfications to all valves | 56
install boiler feed water 1a instruments | 56
install boiler feed water 1c tubing | 56
boiler feed water 1b lubrication motor & pump | 56
pull cable - boiler feed water 1b | 56
boiler feed water 1a loop verfications to all valves | 56
boiler feed water 3 loop verfications to all valves | 56
boiler feed water 1a / 1b oil flush bfp procedure | 56
boiler feed water 1a perform run in on pump | 56
terminate - boiler feed water 1b | 56
insulation - boiler feed system unit b | 56
unit 1b boiler feed water 1a / 1b uncoupled motor run | 56
boiler feed water 1a i&c verfications | 56
boiler feed water 1a establish lp drum level | 56
install boiler feed water 1b tubing | 56
boiler feed water 1b couple and prepare pump to run | 56
boiler feed water 1a tfa required checks to bfp | 56
boiler feed water 3 i&c verfications | 56
unit 1 a boiler feed water 1a / 1b 1uncoupled motor run | 56
boiler feed water 2 oil flush bfp | 56
pull cable - boiler feed water 1a | 56
boiler feed water 1b tfa required checks to bfp | 56
pull boiler feed water 1c cable | 56
boiler feed water 3 establish lp drum level | 56
install instruments - boiler feed water 1b | 56
boiler feed water 1 preform run in on pump | 56
boiler feed water 2 couple and perepare pump to run | 56
boiler feed water 2 tfa required checks to bfp | 56
boiler feed water 1 lubrication motor & pump | 56
boiler feed water 1 i&c verfications | 56
install tubing - boiler feed water 1b | 56
boiler feed water 3 couple and perepare pump to run | 56
terminate - boiler feed water 1a | 56
boiler feed water 1b establish lp drum level | 56
install tubing - boiler feed water 1a | 56
boiler feed water 1a lubrication motor & pump | 56
boiler feed water 3 lubrication motor & pump | 56
boiler feed water 1a couple and prepare pump to run | 56
install instruments - boiler feed water 1a | 56
boiler feed water 1b pre-commissioning | 56
boiler feed water 2 i&c verfications | 56
insulation - boiler feed system unit a | 56
boiler feed water 3 uncoupled motor run | 56
boiler feed water 3 tfa required checks to bfp | 56
boiler feed water 1 establish lp drum level | 56
boiler feed water 1 oil flush bfp | 56
boiler feed water 2 preform run in on pump | 56
boiler feed water 3 preform run in on pump | 56
boiler feed water 2 uncoupled motor run | 56
install boiler feed water 1b instruments | 56
boiler feed water 1 uncoupled motor run | 56
unit 1a boiler feed water 1a / 1b oil flush bfp | 56
boiler feed water 2 lubrication motor & pump | 56
unit 1b boiler feed water 1a / 1b oil flush bfp | 56
boiler feed water 1b i&c verfications | 56
pull boiler feed water 1b cable | 56
terminate boiler feed water 1c cable | 56
boiler feed water 1 pre-commissioning | 56
boiler feed water 1 couple and perepare pump to run | 56
boiler feed water 2 establish lp drum level | 56
boiler feed water 2 pre-commissioning | 56
boiler feed water 9 loop verfications to all valves | 56
boiler feed water 3 oil flush bfp | 56
boiler feed water 3 pre-commissioning | 56
terminate boiler feed water 1b cable | 56
boiler feed water 1a pre-commissioning | 56
rfq for lightning protection | 55
preparation rfq condenser tube cleaning system 20pah | 55
preparation rfq logistics contract | 55
rfq for embedded parts hrsg | 55
prepare tec rfq enclosure 20mpb | 55
develop rfq for underground fire water hdpe pipe | 55
engineering / preparation rfq st condenser | 55
prepare tec rfq doc air removal system maj | 55
prepare rfq main civil works | 55
prepare tec rfq doc air intake system mbl | 55
prepare rfq documentation | 55
preparation process documents for rfq hrsg | 55
prepare tec rfq doc turning device mbk | 55
preparation rfq sampling container 20qu | 55
preparation rfq prefab. modules | 55
issue rfq for underground fuel oil pipe | 55
issue rfq for underground fire water hdpe pipe | 55
develop rfq for underground ductile iron pipe | 55
issue rfq for underground fuel gas | 55
preparation rfq condenser tube cleaning system pah | 55
issue rfq for underground hdpe pipe | 55
rfq for embedded parts umc | 55
prepare tec rfq doc gt accessory equipment / ccr / in-line components gt-piping mb | 55
develop rfq for underground hdpe pipe | 55
engineering / prepare tec rfq doc diffuser 20mbr | 55
develop rfq for under ground fuel oil pipe | 55
issue rfq for under ground fuel oil pipe | 55
issue rfq for underground fire water pipe | 55
preparation rfq dosing container qc | 55
preparation rfq hvac system sa | 55
prepare tec rfq doc mk- auxiliaries systems | 55
develop rfq for underground fuel oil pipe | 55
preparation of rfq gt insulation mb- | 55
preparation rfq chemical cleaning | 55
issue rfq for under ground fuel gas, ammonia, and ias pipe | 55
prepare tec rfq doc interconnecting piping | 55
develop rfq for underground ammonia and ias pipe | 55
prepare rfq insulation for all systems | 55
issue rfq for underground ammonia, and ias pipe | 55
preparation rfq chemical cleaning system zta | 55
preparation rfq / quotation / ordering prefab. modules | 55
develop rfq for underground fuel gas | 55
preparation mto's for ordering of prefab modules | 55
issue rfq for underground ductile iron pipe | 55
develop rfq for under ground fuel gas, ammonia and ias pipe | 55
rfq process | 55
hydrogen trailer foundation - design / ifr / ifoa | 54
hydrogen & dw trailer separator foundation - revise / ifc | 54
demin tank foundations - design / ifr / ifoa | 54
fo tank foundations - owner approval | 54
sw tank foundations - owner approval | 54
demin tank foundations - internal review | 54
demin pump foundation - ifr / ifoa | 54
demin pump foundation - revise / ifc | 54
wsac drains tank foundation - design / ifr / ifoa | 54
wsac drains tank foundation - revise / ifc | 54
cooling pond partition wall/berm & road design & report - internal review | 54
cooling pond partition wall/berm & road design & report - owner review | 54
building hvac foundation - internal review | 54
admin bldg unloading dock foundation - revise / ifc | 54
admin bldg unloading dock foundation - internal review | 54
building hvac foundation - revise / ifc | 54
demin/ows area foundation - internal review | 54
wsac drains tank foundation - internal review | 54
demin tank foundations - owner approval | 54
sw tank foundations - revise / ifc | 54
building hvac foundation - design / ifr / ifoa | 54
demin/ows area foundation - revise / ifc | 54
hydrogen trailer separator foundation - recieve owner comments | 54
service water pump foundation - owner approval | 54
admin bldg unloading dock foundation - receive owner comments | 54
fo forwarding pump foundation - revise / ifc | 54
fo forwarding pump foundation - ifr / ifoa | 54
hydrogen & dw trailer separator foundation - owner approval | 54
cooling pond partition wall - owner review | 54
ccw pump foundation - revise / ifc | 54
fo tank foundations - internal review | 54
service water pump foundation - revise / ifc | 54
demin tank foundations - revise / ifc | 54
fo tank foundations - design / ifr / ifoa | 54
ccw pump foundation - design / ifr / ifoa | 54
admin bldg unloading dock foundation - design / ifr / ifoa | 54
sw tank foundations - internal review | 54
fo tank foundations - revise / ifc | 54
cooling pond partition wall - revise / ifc | 54
wsac drains tank foundation - ifr / ifoa | 54
service water pump foundation - ifr / ifoa | 54
sw tank foundations - ifr / ifoa | 54
hydrogen & dw trailer separator foundation - internal review | 54
fo forwarding pump foundation - internal review | 54
demin tank foundations - receive owner comments | 54
circ water/condensate area foundation - design / ifr / ifoa | 54
fo forwarding pump foundation - owner approval | 54
hydrogen trailer separator foundation - revise / ifc | 54
cooling pond partition wall - internal review | 54
demin/ows area foundation - design / ifr / ifoa | 54
circ water/condensate area foundation- revise / ifc | 54
cooling pond partition wall/berm & road design & report - ifr / ifo | 54
demin tank foundations - ifr / ifoa | 54
fo tank foundations - ifr / ifoa | 54
demin pump foundation - owner approval | 54
cooling pond partition wall - ifr / ifo | 54
wsac drains tank foundation - owner approval | 54
ccw pump foundation - internal review | 54
service water pump foundation - internal review | 54
hydrogen & dw trailer foundation - ifr / ifoa | 54
circ water/condensate area foundation- internal review | 54
hydrogen trailer separator foundation - internal review | 54
demin pump foundation - internal review | 54
bd - implementation of comments substructure-20ura/urd | 53
detail design barbending structure 20ulz02 (clp scope) | 53
construction foundation 20uez02 (clp scope) | 53
basic building design incl. 3d model 20ulz02 (clp scope) | 53
basic design substructrure-20ura/urd | 53
coordination atkins - cpt / incl. embedded parts - superstructure 20ura/urd | 53
cp design & drawings substructure-20ura/urd | 53
work preparation, excavation 20uez02 (clp scope) | 53
basic design superstructrure-20ura/urd | 53
work preparation, excavation 20ulz02 (clp scope) | 53
atkins dd detail design superstructure -20ura/urd | 53
coordination atkins - cpt / incl. embedded parts - substructure 20ura/urd | 53
detail design concrete structure 20ulz02 (clp scope) | 53
detail design concrete structure 20uez02 (clp scope) | 53
preparation foundation grounding dwgs 20ulz02 (clp scope) | 53
bd - implementation of comments - detail design concrete 20ula | 53
construction foundation 20ulz02 (clp scope) | 53
detail design barbending structure 20uez02 (clp scope) | 53
barbending and drawings superstructure-20ura/urd | 53
client - review - detail design concrete - 20ulz02 (clp scope) | 53
bd - implementation of comments - detail design concrete 20upy | 53
barbending and drawings substructure-20ura/urd | 53
bd - implementation of comments 20uha | 53
bd - implementation of comments - turboset detail design concrete 1st submission (plinth) | 53
atkins redesign dd superstructure-20ura/urd | 53
preparation foundation grounding dwgs 20uez02 (clp scope) | 53
cp design & drawings superstructure-20ura/urd | 53
atkins redesign dd substructure-20ura/urd | 53
basic building design incl. 3d model 20uez02 (clp scope) | 53
install sr-3 - tank a | 52
install tank bottom for tank a and prep for installation of sr-1 | 52
perform radiograph test sr-4 & 5 - fo tank | 52
install sr-4 - tank b | 52
perform radiograph test of both sr-1 shell rings | 52
install sr-3 - tank b | 52
sr-1 & sr-2 weld seams & radiograph test - tank b | 52
install primary tank sr-3 - fo tank | 52
sr-1 & sr-2 weld seams & radiograph test - tank a | 52
perform readiograph test containment tank sr-3 - fo tank | 52
install contaiment tank sr-5 - fo tank | 52
install sr 1 and weld vertical weld seams - tank b | 52
install contaiment tank sr-4 - fo tank | 52
sr-3 & sr-4 weld seams & radiograph test - tank a | 52
install containment tank bottom and prep for installation of sr-1 - fo tank | 52
install sr-2 - tank b | 52
sr-3 & sr-4 weld seams & radiograph test - tank b | 52
install primary tank sr-2 - fo tank | 52
install tank bottom for tank b and prep for installation of sr-1 | 52
install sr 1 and weld vertical weld seams - tank a | 52
install containment tank sr-2 - fo tank | 52
install sr-4 - tank a | 52
perform radiograph test of sr-3 - fo tank | 52
install sr-1 primary tank & weld vertical seams - fo tank | 52
perform readiograph test containment tank sr-2 - fo tank | 52
install primary tank sr-4 - fo tank | 52
install sr-1 for containment tank and weld vertical seams - fo tank | 52
perform radiograph test of sr-2 - fo tank | 52
install contaiment tank sr-3 - fo tank | 52
install primary tank sr-5 - fo tank | 52
install sr-2 - tank a | 52
sample system - complete checkout & commissioning | 51
i&c field commissioning hrsg20 cpc | 51
removal of current feeder & preparation for installation of new feeder mav24ap001 | 51
commissioning mv switchgear feeder 2 for mv + protection link c station to d2 station 90bbb01 | 51
commissioning unit protection for bba | 51
commissioning 20bta/btl | 51
preparation for installation of new feeder for mav24ap001 | 51
commissioning dc system 20bu/bru | 51
feeder commissioning - bftgt002 | 51
commissioning automation system 20uba | 51
commissioning telecommunication uca | 51
gt generator protection test 20mka | 51
commissioning electrical interface grid/plant (gt20) | 51
i&c field commissioning aux. power (bat) | 51
commissioning mv switchgear feeder 2 for mv + protection link d2 station 90bbb02 in 01uba9010/20 to d1 station 10bba06 | 51
commissioning of gm-01 system | 51
initial i&c commissioning | 51
feeder commissioning lv switchgear 20uba8110/20 | 51
feeder commissioning mv switchgear 20bbb | 51
commissioning test | 51
installation of telecommunication system | 51
feeder commissioning mv switchgear 20bba | 51
commissioning unit protection 20cha (generator) | 51
electrical commissioning 20uba7xxx | 51
commissioning et200 stations gt/wsc 20cp/cj | 51
i&c field commissioning wsc (1) cpc | 51
check of interlocks, commissioning of components | 51
commissioning et200 stations hrsg20 cpc | 51
feeder commissioning - 10lcb11/12ap001 | 51
commissioning of hco system - system restored | 51
commissioning et200 stations auxiliary/ancilliary cpd (bat) | 51
electrical commissioning 01uba9010/20 | 51
commissioning mv switchgear 20bbb | 51
electrical commissioning 20uba8110/20 | 51
commissioning electrical modules 20uba1110/20 | 51
i&c field commissioning st | 51
server commissioning lcr uba-0202 (cry-02) | 51
i&c field commissioning wsc (2) cpc | 51
system offline for hco inspection | 51
commissioning electrical interface grid/plant (6.6kv mv connection) | 51
commissioning mv switchgear 20bba | 51
server commissioning ccr (cry-01) | 51
commissioning et200 stations cpc | 51
simulator commissioning (crq) | 51
commissioning et200 stations st cjj | 51
i&c field commissioning aux. power (90bba) | 51
commissioning emergency power generator xka | 51
commissioning electrical modules 20uba7110/7210/7410 | 51
commissioning works | 51
commissioning electrical modules 20uba7710/20 | 51
electrical commissioning 20uba7910/20 | 51
commissioning of gm-01 system (pending top) | 51
sample system - unit 1a pre-commissioning | 51
commissioning of hco system | 51
test run of mav24ap001 after feeder exchange | 51
i&c field commissioning gt20 | 51
commissioning mv switchgear feeder 1 for mv + protection link c station to d2 station 90bba01 | 51
system commissioning | 51
feeder commissioning | 51
finalization of commissioning | 51
sample system pre-commissioning | 51
system commissioning & energisation of components (uba-0204,0205) | 51
feeder commissioning - 10mbu25ap001 | 51
commissioning unit protection for bat/bbt 20cha/chy | 51
mv feeder commissioning | 51
commissioning telecommunication entire plant | 51
i&c commissioning ek,eg and pa system | 51
feeder commissioning 10lac11/12ap001,10pac11/12ap001 | 51
commissioning mv switchgear feeder 1 for mv + protection link d2 station 90bba02 in 01uba9010/20 to d1 station 10bba05 | 51
alignment front & rear hp-bearing pedestals to drawing and deflection curve ma | 50
placing lp1-turbine shaft in bearings ma | 50
restore bearing after stg phase 1 flush. | 50
completion of bearing pedestals and preparation for flushing ma | 50
rotation check and motor solo run for vibration check (lca51/52ap001) | 50
hp/ip - clean hp turbine and prepare for assembly | 50
couple hp & lp1 shafts checking radial run-out of coupling flanges | 50
glazing - bd consent | 50
lift no.1 - glazing panel to lift shaft | 50
rotate hp startup vent unit b | 50
if necessary - realign hp casing to coupled shaft assembly, level off brack supports | 50
lift shaft glazing - bd approval | 50
hone coupling holes and coupling lp- and generator-shafts; checking of radial run-out ma | 50
set down k-shaft in bearings and alignment of shaft ma | 50
detail design st bearings 20mad | 50
logistics and customs preparation st bearings 20mad | 50
pre-align and fix gt20 | 50
install #3, #4 and thrust bearing | 50
glazing - bd approval | 50
hone coupling holes and coupling of k- and lp-shafts; checking of radial run-out ma | 50
install #3/#4 and thrust bearing | 50
transport st bearings mad | 50
preliminary alignment / coupling of shaft gt20 | 50
m2 orderability pid for complete systems (building block scope only) | 50
alignment rear lp1-bearing pedestal to drawing and deflection curve ma | 50
assemble thrust bearing | 50
perform axial and radial clearance check of k-turbine ma | 50
support motor solo runs in fuel oil pumphouse | 50
procurement material / subcontract st bearings 20mad | 50
install vibration sensors in bearing pedestals | 50
install & align shaft turning gear (electric motor) | 50
hp/ip - set down turbine on bearing pedestals & provisionaly align | 50
lower, align & fix gt20 / inst. intermediate shaft | 50
rotate hp startup vent unit a | 50
closing of bearing pedestals | 50
re-testing of motor solo run after grouting | 50
install vibration sensors | 50
attach gen's bearing caps | 50
adjust gen | 50
measurement of axial alignment of shaft to gt mka | 50
common coupling alignment gt/gen/st (with installed clutch) | 50
prepare front/rear hp & rear lp1 bearing pedestals for flushing | 50
placing lp1-turbine pedestals ma | 50
clean front hp bearing pedestal, prepare for assembly and set down on adjusting screws | 50
align front & rear hp bearing pedestals | 50
clean rear hp bearing pedestal, prepare for assembly and set down on adjusting screws | 50
establish clearance @ front hp bearing pedestal | 50
lift shaft glazing - bd consent | 50
transport st bearings mad to north sea port | 50
cleaning k-turbine and preparation of assembly ma | 50
rotation checks and motor solo runs incl re-coupling in preparation for flushing | 50
alignment at casing and turbine brackets ma | 50
hp/ip - set down shaft in bearings & align shaft | 50
motor rotation checks | 50
rotation check - 10mbu25ap001 | 50
logistics and customs preparation st rotor | 50
lp-1 - install turbine shaft in main & auxiliary bearings & align | 50
hp/ip - clean main & auxiliary bearings, prepare for assembly & install | 50
common final axial measurement turboset | 50
check alignment of shaft assembly | 50
closing bearing pedestals (ready for operation) ma | 50
clean rear lp-1 bearing pedestal, prepare for assembly and set down on adjusting screws | 50
energisation of motor & loop checks to support construction flushing | 50
hp/ip perform radial & axial clearance checks on turbine | 50
investigation works on elevated vibrations during motor solo runs for pgb11&12ap001 | 50
hp/ip - establish the radial & axial check dimensions for the shaft in bearing pedestals | 50
vibration trip test | 50
draw together hp/lp coupling, ream & hone coupling holes, finish grind coupling holes | 50
lp-1 - take actual radial & axial shaft dimensions in the bearing pedestals | 50
install shaft position sensors for hco system | 50
detail design / manufacturing / assembly hp/ip-lp st & st-auxiliaries ma | 50
adjust bearing (f-std and #2) | 50
manufacturing st bearings 20mad | 50
motor solo run and coupling / fist flushing operation | 50
lp-1 - perform radially & axially blading clearance checks | 50
common coupling alignment gt/gen/st | 50
align rear lp-1 bearing pedestals | 50
transport st rotor | 50
adjust bearing (f-stf and #2) | 50
manufacturing st rotor | 50
recording the axial adjustment of the shaft system | 50
set down k-turbine on bearings and provisionally alignment ma | 50
transport st bearings 20mad | 50
rotation checks & motor solo runs for fuel oil forwarding pumps | 50
perform preliminary alignment of shaft assembly in operating position | 50
cleaning main k-bearing and placing auxiliary k-bearings ma | 50
measurement of axial alignment of shaft to st mka | 50
burkhalter set and assemble gantry | 50
turbine table tt1 - install cast-in / embed items | 49
turbine table tt1 bottom half - pour concrete (mono pour) | 49
table top - place concrete - includes toping slab | 49
pour pedestal top concrete | 49
turbine table tt2 bottom half - erect side formwork (if any) | 49
turbine table tt4 - erect side formwork (if any) | 49
turbine table tt2 upper half - fix rebar | 49
turbine table tt5 - construct plinth pl9, 10, 11, 12, 13 with cast-in / embed items | 49
turbine table tt1 bottom half - close formwork (if any) | 49
turbine table tt2 bottom half - pour concrete (mono pour) | 49
turbine table tt2 - construct plinth pl3 with cast-in / embed items | 49
turbine table tt5 bottom half - fix rebar | 49
turbine table tt1 upper half - close formwork (if any) | 49
turbine table tt1 - construct plinth pl1, pl2 with cast-in / embed items | 49
turbine table tt3 bottom half - fix rebar | 49
turbine table tt1 upper half - pour concrete (mono pour) | 49
turbine table tt4 - close formwork (if any) | 49
turbine table tt4 - pour concrete (mono pour) | 49
turbine table tt5 upper half - close formwork (if any) | 49
table top - pre-pour checkout | 49
turbine table tt3 upper half - pour concrete (mono pour) | 49
table top - edge forms (night shift) | 49
turbine table tt3 - construct plinth pl4, 5, 6, 7, 8, 8a with cast-in / embed items | 49
table top - install blockouts (night shift) | 49
table top - install embeds (night shift) | 49
table top - shoring (night shift) | 49
table top - install template | 49
turbine table tt5 bottom half - pour concrete (mono pour) | 49
turbine table tt3 bottom half - pour concrete (mono pour) | 49
turbine table tt2 bottom half - fix rebar | 49
turbine table tt3 - install cast-in / embed items | 49
turbine table tt3 upper half - fix rebar | 49
turbine table tt1 bottom half - erect side formwork (if any) | 49
turbine table tt5 upper half - fix rebar | 49
table top - install reenforcing steel | 49
turbine table tt1 bottom half - fix rebar | 49
turbine table tt2 - install cast-in / embed items | 49
turbine table tt3 upper half - close formwork (if any) | 49
turbine table tt5 bottom half - close formwork (if any) | 49
turbine table tt2 bottom half - close formwork (if any) | 49
turbine table tt5 bottom half - erect side formwork (if any) | 49
turbine table tt5 upper half - pour concrete (mono pour) | 49
turbine table tt5 - install cast-in / embed items | 49
turbine table tt3 bottom half - erect side formwork (if any) | 49
turbine table tt2 upper half - pour concrete (mono pour) | 49
turbine table tt1 upper half - fix rebar | 49
turbine table tt2 upper half - close formwork (if any) | 49
turbine table tt3 bottom half - close formwork (if any) | 49
turbine table tt4 - construct plinth cepl1, cepl2 with cast-in / embed items | 49
form / rebar --- hrsg 1a & main stack [150/151] fdn | 48
131 - form ba14 - certificate on completion of building works (pile foundation) | 48
strip --- ctg 1a [100] & [101] foundation | 48
140 - ap undertaking letters | 48
76 - hydraulic submission approval (fsi/314 schematic drawings submission) | 48
preparation of final submission documentation ( fresh fire water) | 48
form / rebar --- ctg 1b [100] & [101] foundation | 48
strip --- hrsg 1b & main stack [150/151] foundation | 48
supervision plans - preparation and submission to ro | 48
strip --- ctg 1b [100] & [101] foundation | 48
submission and approval - insurance certificates and policy documentation | 48
77 - fsi/314 schematic drawings (vac/afa/fsi approval) | 48
esc - pgn submit to agency (pgn review) | 48
submission and approval - quality assurance system manual | 48
preparation of documents for submissions 90/92/94/95 | 48
10 day agency notification | 48
agency issue ess modification | 48
pgn submit ffa form 7460-2, part 2 - hrsg 1a main stack | 48
pgn submit ffa form 7460-2, part 2 - hrsg 1c main stack | 48
83 - report of compliance | 48
approval single line diagram | 48
strip --- hrsg 1a & main stack [150/151] fdn | 48
97 - notice of interim payment (form2) to cic | 48
faa notification-form 7460-2 prior to compl of main stack b | 48
esc - submit to agency | 48
101 - notice of interim payment (form2b) to pcfb | 48
preparation of final submission documentation (town water domestic water supply/town water service) | 48
95 - site supervision plans under rgbc/rsc stream | 48
preparation of as-built documentation for fsi/314 & fsi 501 submission | 48
supervision plans - ro review and comment | 48
preparation of form 542 submission (town water domestic water supply) | 48
pgn submit ffa form 7460-2, part 2 - hrsg 1a bypass stack | 48
submission and approval - project quality plan | 48
preparation of submissions for form 3 - completion of construction works | 48
pre testing fp-403 | 48
98 - notice of final payment (form2) to cic | 48
preparation of form 542 submission (town water services system) | 48
atc - submit to agency | 48
agency issue permit - faa notification - cranes | 48
102 - notice of final payment (form3b) to pcfb | 48
subcontractor submittal/approval of required documentation (qa/qc, weld procedures, hse, schedules) | 48
hrsg subcontractor submittal/approval of required documentation (qa/qc, weld procedures, hse, schedules) | 48
pgn review / approve design | 48
revision i&c documents | 48
94 - site supervision plans under ap/rse/rge streams | 48
form / rebar --- hrsg 1b & main stack [150/151] foundation | 48
pgn issue to agency - faa notification - cranes | 48
construction / kpe / pgn review / approve demo plan | 48
submission and approval - construction execution plan | 48
preparation of notification of construction works and worker registration | 48
100 - notice of commencement of construction operations (form1b) to pcfb | 48
66 - use approval (ua) application | 48
96 - notice of commencement of construction works (form1) to cic | 48
141 - form ba13 - application of op | 48
detail design / layout for ccr / connection to existing ccr / review / approval | 48
bd - submission & approval - hydraulic submission approval (fsi/314 schematic dwgs submission) | 48
faa notification- form 7460-2 prior to compl of bypass stack b | 48
pgn submit ffa form 7460-2, part 2 - hrsg 1b main stack | 48
submission and approval - shhe plans | 48
pgn submit ffa form 7460-2, part 2 - hrsg 1b bypass stack | 48
faa notification- form 7460-2 prior to compl of bypass stack a | 48
form / rebar --- ctg 1a [100] & [101] foundation | 48
136 - form fsi/314 submission of as-built dwgs | 48
99 - notice to completion of construction works (form3) to cic | 48
procurement fp-403 | 48
preparation of form 542 submission (fresh fire water supply) | 48
bd - consent letter - hydraulic submission approval (fsi/314 schematic dwgs submission) | 48
faa notification- form 7460-2 prior to compl of main stack a | 48
pgn submit ffa form 7460-2, part 2 - hrsg 1c bypass stack | 48
65 - construction approval (ca) application | 48
faa - approval | 48
preparation of submission for 104/105/106 | 48
87 - notification of construction works and registration of workers to ld | 48
preparation of documentation for op submission | 48
preparation of submissions to cic/pcfb | 48
submission and approval - material management plan | 48
diversion culvert - backfill void between culvert and pipe pile wall to 0.5m below 4th layer of struts | 47
cwps - excavate to 0.5m below 2nd layer of struts | 47
diversion culvert - install 3rd layer of struts | 47
cwps - remove 4th layer of struts | 47
cwps - remove 1st layer of struts | 47
dpt /zone c (northern section) - install 1st layer of struts | 47
cwps - excavate to 0.5m below 1st layer of struts | 47
cwps - install 2nd layer of struts | 47
dpt /zone a (southern section) - excavate to 0.5m below 1st layer of struts | 47
dpt /zone a (southern section) - remove 1st layer of struts | 47
diversion culvert - excavate to 0.5m below 4th layer struts | 47
diversion culvert - remove 1st layer of struts | 47
cwps - backfill the void between rc wall and pipe pile wall to 0.5m below 3rd layer of strut | 47
cwps - excavate to 0.5m below 4th layer struts | 47
diversion culvert - backfill and reinstate quay wall concrete block to 0.5m below 1st layer of struts (incl' utilities) | 47
diversion culvert (c1) - cast base slab and walls to 0.5m below 4th layer of struts | 47
cwps - backfill the void between rc wall and pipe pile wall to 0.5m below 1st layer of strut | 47
dpt /zone c (northern section) - install 2nd layer of struts | 47
diversion culvert - install 2nd layer of struts | 47
cwps - construct pumping station rc structures to 0.5m below 2nd layer of strut | 47
diversion culvert - excavate to 0.5m below 3rd layer of struts | 47
diversion culvert - backfill and reinstate quay wall concrete block to 0.5m below 3rd layer of struts | 47
diversion culvert - remove 3rd layer of struts | 47
cwps - remove 2nd layer of struts | 47
diversion culvert - install 1st layer of struts and temporary support to existing utilities | 47
dpt /zone a (southern section) - backfill to 0.5m below 1st layer of struts | 47
cwps - backfill the void between rc wall and pipe pile wall to 0.5m below 2nd layer of strut | 47
diversion culvert - remove 2nd layer of struts | 47
diversion culvert (c1) - cast remaining walls and top slab | 47
dpt /zone a (southern section) - install 2nd layer of struts | 47
cwps - excavate to 0.5m below 3rd layer of struts | 47
diversion culvert - excavate to 0.5m below 2nd layer of struts | 47
dpt /zone a (southern section) - install 1st layer of struts | 47
cwps - install 1st layer of struts | 47
dpt /zone a (southern section) - remove 2nd layer of struts | 47
cwps - install 3rd layer of struts | 47
diversion culvert - install 4th layer of struts | 47
cwps - construct pumping station rc structures to 0.5m below 3rd layer of strut | 47
diversion culvert - excavate to 0.5m below 1st layer of struts | 47
dpt /zone a (southern section) - excavate to 0.5m below 2nd layer of struts | 47
diversion culvert - backfill and reinstate quay wall concrete block to 0.5m below 2nd layer of struts | 47
cwps - remove 3rd layer of struts | 47
diversion culvert - remove 4th layer of struts | 47
cwps - install 4th layer of struts | 47
cwps - construct pumping station rc structures to 0.5m below 1st layer of strut | 47
construction foundation 20uvm01-curing,desmantling formwork | 46
construction foundation 20ubz05- concreting for baseslab | 46
construction foundation 20ube/ubf- concreting part1 baseslab | 46
construction foundation 01uen- formwork installation for baseslab/foundation | 46
construction foundation 20ubz04- curing,removal formwork,backfill baseslab/foundation | 46
construction foundation 20usx- formwork installation for baseslab/foundation | 46
construction foundation 20uba7xxx-curing & desmantling | 46
construction foundation 20uhx-formwork installation for baseslab/foundation | 46
construction foundation 20ubd01/02- curing,desmantling formwork,backfill baseslab/foundation | 46
construction foundation 20usx- curing, removal formwork, backfill baseslab/foundation | 46
construction foundation 20ula- curing and remove formwork stage2 | 46
construction foundation 20utg07- curing and remove formwors for baseslab | 46
construction foundation 20uba7xxx-formwork install for baseslab | 46
concrete construction building foundation 20umc- part2 sw formwork for baseslab | 46
construction foundation 20ubd01/02- formwork install for baseslab/foundation | 46
construction foundation 20uhx-concreting for baseslab/foundation | 46
construction foundation 20uby02- formwork installation for baseslab/foundation | 46
construction foundation 20ubn- concreting baseslab/foundation | 46
construction concrete structure 20upy- curing and remove formwork pour | 46
concrete construction building foundation 20umc- part3 ne formwork for baseslab | 46
construction foundation 20utg07- formwork for baseslab | 46
construction foundation 20uba1110/20-curing,formwork removal, backfill slab/foundation | 46
construction foundation 20ubx/20ubg03- curing,removal formwork,backfill baseslab/foundation | 46
construction foundation 20uvm01-concreting for baseslab(1st pour) | 46
construction concrete structure 20upy- formworks | 46
construction foundation 20uhx-curing, removal formwork,backfill | 46
construction foundation 20uba7910/20- concreting,desmantling of formwork | 46
concrete construction building foundation 20umc- part4 se concreting baseslab | 46
construction foundation 20utg04-formwork instalation for baseslab/foundation | 46
construction foundation 20uby02- concreting baseslab/foundation | 46
construction foundation 20uen-curing and formwork removal | 46
construction foundation 20ubg01/02- curing,removal formworks,& backfill baseslab/foundation | 46
concrete construction building foundation 20umc- part1 sw formwork erection baseslab | 46
concrete construction building foundation 20umc- part3 ne concreting baseslab | 46
construction walls 20ubf-remove formwork stage2 part3 | 46
construction foundation 01uen- concreting baseslab/foundation | 46
construction foundation 20utg07- concreting for baseslab | 46
construction foundation 20ubd01/02- concreting baseslab/foundation | 46
construction foundation 20ubn- curing,remove formwork,and backfill baseslab/foundation | 46
construction foundation 20utg07- curing and remove formwork for walls | 46
construction foundation 20uba7xxx-concreting for baseslab | 46
construction foundation 20ubn- formwork for baseslab/foundation | 46
construction foundation 20ubx/20ubg03- formwork installation for baseslab/foundation | 46
construction foundation 20usx- concreting for baseslab/foundation | 46
construction foundation 20ubg01/02- formwork installation for baseslab/foundation | 46
construction foundation 20utg04-curing,removal formwork,backfill for baseslab/foundation | 46
construction concrete structure 20upy- concrete pour | 46
construction foundation 20ubz04- formwork installation for baseslab/foundation | 46
work preparation, excavation 20uhw - removal of formworks and apply damproofing | 46
construction foundation 20utg04-concreting for baseslab/foundation | 46
construction foundation 20uvm01-rebarwork for baseslab(1st pour) | 46
concrete construction building foundation 20umc- part4 se formwork for baseslab | 46
construction foundation 01uen- curing,removal formwork,backfill baseslab/foundation | 46
concrete construction building foundation 20umc- part1 sw concrete pouring baseslab | 46
construction foundation 20uvm01-inner formwork for baseslab(2nd pour) | 46
construction foundation 20uha - desmantling of formworks part2 | 46
construction foundation 20uha - formwork removal and cleanup | 46
construction foundation 20ube/ubf- formwork installation part1 baseslab | 46
construction foundation 20ubz05- formwork install for baseslab | 46
construction foundation 20ubx/20ubg03- concreting baseslab/foundation | 46
construction foundation 20uby02- curing,removal formwork,backfill baseslab/foundation | 46
construction foundation 20ubz04-concreting baseslab/foundation | 46
concrete construction building foundation 20umc- part2 sw concrete pouring for baseslab | 46
construction foundation 20ubg01/02- concreting baseslab/foundation | 46
east elevation at gl.1 / glazing panels | 45
north elevation gl.1-5 / insulation & kalzip | 45
north elevation gl.5-10 / insulation & kalzip | 45
south elevation gl.1-5 / insulation & kalzip | 45
west elevation / gl.5, a-e / gutter installation | 45
south elevation gl.5-10 / cleats, purlins, bridging, bracing, etc | 45
eest elevation at gl.1 / remaining cleats, purlins, bracing, etc. | 45
west elevation at gl.10 / aluminum featured claddings | 45
west elevation at gl.10 / glazing panels | 45
east elevation / gl. 1, a-e / gutter installation | 45
south elevation gl.5-10 / kalbau | 45
west elevation / gl.7 / gutter installation | 45
west elevation at gl.7 / aluminum featured claddings | 45
west elevation at gl.7 / subframe for aluminum features | 45
west elevation at gl.7 / vapour barrier & st clips | 45
west elevation at gl.7 / cleats, purlins, bridging, bracing, etc | 45
west elevation at gl.7 / glazing panels | 45
east elevation at gl.1 / cleats, purlins, bridging, bracing, etc | 45
west elevation at gl.5 / subframe for aluminum features | 45
west elevation / gl.5, e-k / gutter subframe | 45
east elevation / gl. 1, e-k / gutter installation | 45
west elevation / gl.5, a-e / gutter subframe | 45
east elevation at gl.1 / mullion & transom | 45
east elevation at gl.1 / subframe for aluminum features | 45
east elevation / gl.1, e -k / gutter subframe | 45
east elevation at gl.1 / aluminum featured claddings | 45
north elevation gl.1-10 / aluminum features claddings | 45
west elevation / gl. 10, e -a / gutter subframe | 45
south elevation gl.1-5 / vapour barrier & st clips | 45
north elevation gl.1-5 / kalbau | 45
west elevation at gl.5 / mullion & transom | 45
east elevation at gl.1 / subframe for wall claddings | 45
west elevation / gl. 10, e -a / gutter installation | 45
south elevation gl.1-5 / cleats, purlins, bridging, bracing, etc | 45
west elevation at gl.5 / glazing panels | 45
west elevation at gl.10 / subframe for aluminum features | 45
south elevation gl.5-10 / insulation & kalzip | 45
east elevation at gl.1 / vapour barrier & st clips | 45
north elevation gl.5-10 / kalbau | 45
west elevation at gl.7 / insulation & kalzip | 45
west elevation at gl.7 / kss mounting vent pipe onto support frame [event] | 45
west elevation at gl.7 / erect peri bridge over scaffold [event063] | 45
west elevation / gl.7 / gutter subframe | 45
west elevation at gl.10 / cleats, purlins, bridging, bracing, etc | 45
east elevation / gl.1, a-e / gutter subframe | 45
south elevation gl.5-10 / vapour barrier & st clips | 45
west elevation at gl.7 / mullion & transom | 45
east elevation at gl.1 / insulation & kalzip | 45
west elevation at gl.10 / mullion & transom | 45
west elevation at gl.7 / kss place vent pipe and support frame in position, bolt fixing by lcal [event / roi] | 45
south elevation gl.1-5 / kalbau | 45
north elevation gl.5-10 / vapour barrier & st clips | 45
west elevation at gl.5 / aluminum featured claddings | 45
east elevation at gl.1 / kalbau | 45
west elevation at gl.7 / complete remaining glazing [event063] | 45
west elevation / gl.5, e-k / gutter installation | 45
west elevation at gl.10 / aluminum wall cladding | 45
south elevation gl.1-10 / aluminum features claddings | 45
north elevation gl.5-10 / cleats, purlins, bridging, bracing, etc | 45
west elevation at gl.7 / kalbau | 45
west elevation / gl. 10, k -e / gutter installation | 45
north elevation gl.1-5 / vapour barrier & st clips | 45
west elevation / gl.10, k -e / gutter subframe | 45
north elevation gl.1-5 / cleats, purlins, bridging, bracing, etc | 45
bulk cable report - ifp | 44
cable installation | 44
b/e/a cable | 44
hv cable connection by customer | 44
cable bus - vendor fab/delivery | 44
event 004a - protection to existing cables and removal of existing light post | 44
communication cable installation | 44
cable bus - technical bid analysis | 44
low voltage megger 120/208/240v cables | 44
pulling hv cables to gil by customer | 44
cable tray - design / ifr | 44
electrical vault cable tray - design / ifr / ifor | 44
installation of cable support structure for hrsg | 44
pull temp. mv cable from existing station mv | 44
cable bus - prelim / ifr | 44
cable bus -owner review | 44
connection of hv cable to 400kv building | 44
testing gil before hv cable connection 400kv 20aca | 44
switchyard cables pulled & termed in control room for backfeed | 44
gasing of cable connection compartment | 44
installation & termination of cable for lighting fittings for hrsg | 44
pull cables to equipment | 44
cable bus - vendor submit drawings (st) | 44
cable bus - review vendor drawings (el) | 44
cable pulling | 44
peecc cable tray - revise / ifc | 44
cabling from 00uca to 400kv substation | 44
b/e/a cable tray | 44
bulk cable report for procurement of mv/lv cable | 44
site power - as per it concept - installation of fiber optic/lan cables | 44
cable raceway | 44
degasing of gil - install links between cable to gil conductor | 44
release of circuits for routing large power cables | 44
cable ampacity study - revise / check / ifoa | 44
cable spider | 44
preparation of cable pulling cards electrical modules internal | 44
cable ampacity study - owner approval | 44
medium voltage megger 480v cables | 44
installation of gas insulated line - gil | 44
cable bus - vendor submit drawings (el) | 44
cable laying of local control room | 44
lv/control cable works in 00uca | 44
cable bus - review / revise / ifp / ifor | 44
degasing of gil for cable connection compartment | 44
cable raceways | 44
mv and lv cable pulling | 44
cable ampacity study - preliminary | 44
cable bus - review vendor drawings (st) | 44
cable tray - revise / ifc | 44
deliver cable | 44
bulk cable report - ifc | 44
peecc cable tray - design / ifr / ifor | 44
cable sizing | 44
cable support installation | 44
bulk cable report - ifor | 44
sf6 gasing for hv cable testing | 44
cable bus -receive vendor proposals | 44
design power / control cables | 44
electrical vault cable tray - internal/owner review | 44
installation & termination of power & control cable for hrsg | 44
high voltage megger 5 kv cables | 44
cable bus - negotiate / award / ifc | 44
adjustment of cable support acc. to manufacturer standard | 44
cable | 44
cable ampacity study - design / check / ifoa | 44
bulk cable report - ifr | 44
electrical vault cable tray - revise / ifc | 44
cable ampacity study - revise / check / ifc | 44
stp system hsb isometric - revise / check / ifc | 43
bfw system lb - isometric back check | 43
arm system lb isometric - revise / check / ifc | 43
cws system lb isometric - internal/owner review | 43
crh system lb isometric - revise / check / ifc | 43
sws system lb isometric - revise / check / ifc | 43
cws system ug isometric - revise / check / ifc | 43
hrh system lb isometric - revise / check / ifc | 43
cws system ug isometric - internal review | 43
axs system hsb isometric - revise / check / ifc | 43
ammonia ug isos - internal /owner review | 43
crh system hsb isometric - revise / check / ifc | 43
hps system lb - isometric back check | 43
ccw system lb isometric - revise / check / ifc | 43
dws system lb isometric - revise / check / ifc | 43
crh system lb isometric - ifr / ifor | 43
bdn system lb isometric - route/check / ifr | 43
axs system (stg) hsb isometric - ifr / ifor | 43
cnd system lb isometric - revise / check / ifc | 43
cnd (stg area) lb isometric - revise / check / ifc | 43
bfw system hsb isometric - ifr / ifor | 43
lps system lb isometric - ifr / ifor | 43
stp system lb isometric - revise / check / ifc | 43
cws system ug isos - internal review | 43
ctc system lb isometric - revise / check / ifc | 43
bdn system lb isometric - internal/owner review | 43
bfw system lb isometric - ifr / ifor | 43
hps system hsb isometric - ifr / ifor | 43
hps system lb isometric - ifr / ifor | 43
hrh system lb isometric - ifr / ifor | 43
axs system lb isometric - internal/owner review | 43
bfw system hsb isometric - revise / check / ifc | 43
axs system (main) hsb isometric - internal/owner review | 43
lps system lb isometric - revise / check / ifc | 43
hps system lb isometric - revise / check / ifc | 43
axs system lb isometric - ifr / ifor | 43
axs system lb isometric (@ ab) - internal/owner review | 43
fps system lb isometric - revise / check / ifc | 43
los system lb isometric - revise / check / ifc | 43
wdr system lb isometric - revise / check / ifc | 43
stp system lb - isometric back check | 43
lps system hsb isometric - ifr / ifor | 43
cws system lb isometric - internal review | 43
axs system (stg) hsb isometric - revise / check / ifc | 43
bfw system (all units) hsb isometric - revise / check / ifc | 43
hps system hsb isometric - revise / check / ifc | 43
ammonia ug isos - route / check / ifr | 43
pdr system lb isometric - revise / check / ifc | 43
fgs system lb isometric - revise / check / ifc | 43
fuel oil ug isos - internal /owner review | 43
crh system lb - isometric back check | 43
cws system ug isos - release holds for phase 2 | 43
hrh system lb - isometric back check | 43
axs system (main) hsb isometric - revise / check / ifc | 43
bdn system lb isometric - ifr / ifor | 43
hrh system hsb isometric - ifr / ifor | 43
vps system lb isometric - revise / check / ifc | 43
cnd system lb isometric - internal review | 43
axs system lb isometric - internal review | 43
cws system lb isometric - revise / check / ifc | 43
cmg system lb isometric - revise / check / ifc | 43
fuel oil ug isos - route / check / ifr | 43
axs system lb - isometric back check | 43
bdn system lb isometric - revise / check / ifc | 43
cnd (main & fingers) lb isometric - revise / check / ifc | 43
axs system lb isometric (@ ab) - revise / check / ifc | 43
fuel oil ug isos - revise / check / ifc | 43
axs system (stg) hsb isometric - internal/owner review | 43
axs system lb isometric - revise / check / ifc | 43
ctp system lb isometric - revise / check / ifc | 43
axs system hsb isometric - internal review | 43
axs system (main) hsb isometric - ifr / ifor | 43
lps system hsb isometric - revise / check / ifc | 43
lps system lb - isometric back check | 43
bfw system lb isometric - revise / check / ifc | 43
ammonia ug isos - revise / check / ifc | 43
cnd (main & fingers) lb isometric - internal/owner review | 43
axs system lb isometric (@ ab) - ifr / ifor | 43
crh system hsb isometric - ifr / ifor | 43
cws system ug isos - revise / check / ifc ( phase 1) | 43
misc cws system lb isometric - revise / check / ifc | 43
cws system lb isometric - revise / check / ifc w/ holds | 43
bdn system lb isometric - internal review | 43
misc cws system lb isometric - internal/owner review | 43
hrh system hsb isometric - revise / check / ifc | 43
ina system lb isometric - revise / check / ifc | 43
fol system lb isometric - revise / check / ifc | 43
stp system hsb isometric - ifr / ifor | 43
boiler blow down pit - install waterproofing | 42
cond.polishing pit - pour walls and columns to the underside of turbine hall ground slab | 42
cond.polishing pit - prepare cj | 42
condensate pit - curing | 42
cond.polishing pit - curing | 42
condensate pit - prepare cj | 42
boiler blow down pit - apply waterproofing to the external face of pit wall | 42
condensate pit - trim pile and prepare pile head | 42
cond.polishing pit - close wall formwork | 42
cond.polishing pit - install waterproofing | 42
cond.polishing pit - erect wall formwork | 42
condensate pit piling - ifr / ifoa | 42
condensate pump pit access/plants drains/ sump framing steel - design / ifr / ifoa | 42
condensate pump pit steel - ifr / ifoa | 42
cond.polishing pit - apply waterproofing to the external face of pit wall | 42
condensate pit - complete the slab around the sump pit (previosuly left out) | 42
condensate pit - close formwork | 42
cond.polishing pit - pour caps, beams and shallow pits to the underside level of pit slab | 42
cond.polishing pit - trim pile and prepare pile head | 42
condensate pit fndn - revise / ifc | 42
condensate pump pit access/plants drains/ sump framing steel - receive owner comments | 42
cond.polishing pit - close formwork | 42
condensate pit - close wall formwork | 42
condensate pit - erect wall formwork | 42
condensate pump pit fndn - internal review | 42
cond.polishing pit - backfill againt basement wall | 42
condensate pit - pour pit slab and kicker | 42
condensate pit - sheet piling adjoining turbine table | 42
condensate pump pit access/plants drains/ sump framing steel - internal review | 42
condensate pit - pour caps, beams and shallow pits to the underside level of pit slab | 42
condensate pit - excavation and construct the sump pit to the underside level of pit slab | 42
condensate pit piling - int./owner review | 42
condensate pit fndn - design / ifr / ifoa | 42
condensate pump pit fndn - revise / ifc | 42
condensate pump pit fndn - owner approval | 42
install condensate pit access steel | 42
condensate pump pit access/plants drains/ sump framing steel - revise / ifc | 42
condensate pit - install waterproofing | 42
condensate pit piling - revise / ifc | 42
ground slab th10 - backfill the interface area between cond.polishing pit | 42
condensate pump pit steel - owner approval | 42
condensate pit fndn - internal review | 42
condensate pump pit steel - revise / ifc | 42
condensate pump pit steel - internal review | 42
condensate pit - sheet piling for the sump pit | 42
condensate pump pit fndn - ifr / ifoa | 42
condensate pit - pour walls and columns to the underside of turbine hall ground slab | 42
cond.polishing pit - pour pit slab | 42
condensate pit - trim sheet pile head (pump pit) | 42
condensate pit - apply waterproofing to the external face of pit wall | 42
ctg 1c terms mechanical pkg | 41
install ctg 1c electrical package [114] | 41
ctg 1c elec package | 41
ctg 1a wire mechanical pkg | 41
install ctg 1b static freq conv xfrmr [123] | 41
install ctg 1a d/bank branches including gsu 1a | 41
ctg 1a embedded raceway at slab | 41
f/r/p ctg 1b see/sfc package [805] fdn | 41
install ctg 1a mechanical package [113] | 41
install ctg 1a electrical package [114] | 41
ctg 1b pss tuning | 41
install ctg 1c mechanical package [113] | 41
fine grade ctg 1a | 41
ctg 1c final full alignment, couple, swing checks | 41
install ctg 1b static freq conv xfrmr [177] | 41
install ctg 1b gsu [130] / sst [823] | 41
ctg 1c embedded raceway at slab | 41
install ctg 1a static freq conv xfrmr [177] | 41
install ctg 1b gsu [130] | 41
ctg 1b a/g raceway & devices mechanical pkg | 41
install ctg 1c gsu [130] | 41
install ctg 1c see transformer [818] | 41
f/r/p ctg 1a see/sfc package [805] fdn | 41
install ctg 1c tewac generator [101] | 41
ctg 1a a/g raceway & devices mechanical pkg | 41
install ctg 1a tewac generator [101] | 41
install ctg 1b mechanical package [113] | 41
install ctg 1c static freq conv xfrmr(123) | 41
install ctg 1a see/sfc package [805] | 41
set ctg 1b siemens 5000f(4) ct [100] pkg | 41
f/r/p ctg 1a static freq converter xfrm [177] fdn | 41
install ctg 1c d/bank branches including gsu 1c- db # 67 | 41
install pss tuning equipment (siemens) | 41
align ctg 1a full train (preliminary) | 41
set ctg 1a siemens 5000f(4) ct [100] pkg | 41
install ctg 1a static freq conv xfrmr [123] | 41
ctg 1b elec package | 41
ctg 1a elec package | 41
erect & install ctg 1c platforms (siemens) | 41
ctg 1a pss tuning | 41
install ctg 1b see/sfc package [805] | 41
ctg 1b terms mechanical pkg | 41
embedded raceway ctg 1b | 41
install ctg 1b tewac generator [101] | 41
ctg 1c wire mechanical pkg | 41
install ctg 1a see transformer [818] | 41
install ctg 1c see/sfc package [805] | 41
ctg 1b embedded raceway at slab | 41
align ctg 1b full train (preliminary) | 41
embedded raceway ctg 1a | 41
fine grade ctg 1b | 41
ctg 1b wire mechanical pkg | 41
install stg gsu [070] | 41
erect & install ctg 1a platforms (siemens) | 41
install ctg 1a gsu [130] | 41
align ctg 1c full train (preliminary) | 41
install electrical package platforms 1b | 41
install ctg 1b d/bank branches including gsu 1b | 41
set ctg 1c siemens 5000f(4) ct [100] pkg | 41
f/r/p ctg 1b see/sfc package [815] fdn | 41
ctg 1b final full alignment, couple & swing checks | 41
fine grade ctg 1c | 41
ctg 1c a/g raceway & devices mechanical pkg | 41
erect & install ctg 1b platforms (siemens) | 41
install ctg 1b see transformer [818] | 41
f/r/p ctg 1b static freq converter xfrm [177] fdn | 41
f/r/p ctg 1c see/sfc package [805] fdn | 41
ctg 1a final full alignment, couple & swing checks | 41
ctg 1b a/g raceway & devices air intake structure | 41
install ctg 1b electrical package [114] | 41
install ctg 1c electrical package platforms | 41
ctg 1a terms mechanical pkg | 41
install ctg 1a gsu [130] / sst [823] | 41
sst sizing - revise / check / ifc | 40
bdn sump pump sizing calculation | 40
gsu sizing - design / check / ifr / ifoa | 40
condensate pump sizing calculation | 40
sst sizing - owner review | 40
gsu sizing - revise / check / ifc | 40
bfw pump sizing calculation | 40
dws psv sizing calculation | 40
pdr pump sizing calculation | 40
bfw psv sizing calculation | 40
gsu sizing - receive owner comments | 40
stw line and pump sizing calculation | 40
sst sizing calc - design / check / ifr | 40
pdr sump pump sizing calculation | 40
cnd pit sump pump sizing calculation | 40
fol forwarding pump sizing calculation | 40
cw pump sizing calculation | 40
condenser sizing calculation | 40
fol psv sizing calculation | 40
plant drains sump pump sizing | 40
cnd psv sizing calculation | 40
wdr sump pump sizing calculation | 40
fol unloading pump sizing calculation | 40
sst sizing calc - ifr / ifor | 40
fgs psv sizing calculation | 40
sws pump sizing calculation | 40
gsu sizing - heat balances complete | 40
dewatering pump sizing calculation | 40
ccw control vavle sizing calculation | 40
sst sizing - receive owner comments | 40
gsu sizing - owner review | 40
fire pump sizing calculation | 40
ccf pump sizing calculation | 40
sst sizing - internal review/ifoa | 40
gsu sizing - ifr / ifor | 40
axs psv sizing calculation | 40
ccw pump sizing calculation | 40
sdr sump pump sizing calculation | 40
fgs pump sizing calculation | 40
ctp psv sizing calculation | 40
dws pump sizing calculation | 40
ccw psv sizing calculation | 40
ina control vavle sizing calculation | 40
hi pot testing | 39
supporting mv motor test runs | 39
event 011f - test to early achievement of 28 day strength | 39
inspection after ventilation test (comm. dept.) mka | 39
testing sws [511] system for to 308 | 39
hi potential test | 39
cleaning and packing test facility 20uba7310/30 | 39
function test | 39
cwps - pumping test and report submission | 39
test | 39
primary protection test discussion | 39
cool down of oil in preparation for testing - dirana test scheduled | 39
system checks 20mba | 39
event 011a - test to early achievement of 28 day strength | 39
event 011e - formal test report issued for submission in 7 calendar days | 39
event 011e - test to early achievement of 28 day strength | 39
pressure test walkdowns and prep | 39
blow out of sysem branch lines, service test | 39
vacuum test water side mag20 | 39
spray deluge test for ube/ubf/ubg | 39
closing busduct and leakage test 20baa | 39
test preparation & assembly test facility 20uba7320 | 39
install ctg 1c lift oil pressure test (spg provided) | 39
(ia)start & complete run in / verify pressure settings (i&c) | 39
ctg cv test procedure | 39
dpt /zone a (southern section) - pumping test and report submission | 39
primary injection test | 39
install ctg sc performance test equip | 39
preparation pressure test hrsg20 | 39
fresh water fire fight system preparation and spray test | 39
service test completed, system normalised | 39
shaft f - prepare and submit stage 1 pumping test report | 39
testing sws [511] system for to 210 | 39
preparation for ventilation test (comm. dept.) mka | 39
precommissioning test 20uba7310/30 | 39
precommissioning | 39
spray test | 39
testing ina [543] system | 39
pre testing | 39
test ina for package 202 | 39
install ctg 1b lift oil pressure test (spg provided) | 39
system in operation for air leak test ( if required) | 39
hi pot | 39
primary injection planned at 9am | 39
uv test (black out) gt20 | 39
continuatuion of air leak testing | 39
ventilation test at 3000 rpm (comm. dept.) -after first ignition- mka | 39
air distribution test 20mka | 39
generator leak test | 39
testing ccf [516] system | 39
air leakage test | 39
live spray deluge test and evaluation of test for bat/ bbt 20sgc | 39
precommissioning/flush/clean | 39
high voltage/pressure test ipb 20baa | 39
scr testing -rtr phase 1- fuel gas emissions (nox & nh3) and noise testing @ hrsg (with plant instrumentation) | 39
shaf f /grout block - test to early achievement of 28 day strength (ad tbc) | 39
system commissioning, leakage check and air blow (pending top) | 39
145 - air model test | 39
precommissioning test 20uba7320 | 39
dpt /zone c (northern section) - pumping test and report submission | 39
pre testing 01a | 39
system commissioning, leakage check and air blow | 39
testing of automatic transfer system (ats) | 39
dirana test | 39
primary injection test planned at 9am | 39
pressure test 20pab20-pipes outside | 39
test system | 39
testing cwt [463] system | 39
ats official testing | 39
ready for primary injection test | 39
primary injection start planned at 9am | 39
vacuum test water side | 39
emissionstesting | 39
generator leakage test | 39
testing wdr [526] system | 39
testing pws [577] system | 39
shaf e /grout block - test to early achievement of 28 day strength | 39
hydro/leak test | 39
pre testing 01b | 39
synchronization tests | 39
initial ats internal testing | 39
hydro test | 39
performance / demostration testing | 39
cleaning and packing test facility 20uba7320 | 39
circulating water side leak test mag20 | 39
event 011f - formal test report issued for submission in 7 calendar days | 39
precommissioning test i&c cubicles test facility 20uba1110/20 | 39
testing los [434] system | 39
hydro test/leak test | 39
ats test | 39
testing gst [431] system | 39
demonstration testing, | 39
shaft e - pumping test and report submission | 39
cleaning and packing i&c cubicles test facility 20uba1110/20 | 39
testing aqa [255] system | 39
uvts internal testing/logic checks | 39
flange leakage test gil | 39
end- to end test: d1 - ldc | 39
testing cfd [517] system | 39
test station | 39
install cc performance test equip | 39
testing of pac chamber stoplog - dry and wet testing | 39
pressure test 20pab41-pipes outside | 39
event 011a - formal test report issued for submission in 7 calendar days | 39
test preparation & assembly test facility 20uba7310/30 | 39
pressure test hrsg20 | 39
server check within precommissioning (plant shop test) | 39
preparation for primary injection test | 39
first sfc test runs | 39
shaf a /grout block - grout test to 28 day strength | 39
shaft f - pumping test (stage 1) [not accepted by bd] | 39
pre test 01c | 39
plant agc testing | 39
under voltage (uv) test (black out) st | 39
pressure test pab / 20pah | 39
shaft a - pumping test and report submission | 39
start up test with mbj 20mba | 39
test preparation & assembly i&c cubicles test facility 20uba1110/20 | 39
install ctg 1a lift oil pressure test (spg provided) | 39
quotation stage cranes 20smm01/02 for 20umc | 38
erection cabling 20uba1110/20 to hrsg (after electrical modules installation) | 38
temporary placement of crane on 20uen for installation works on 20uen | 38
erection / acceptance test crane 20smm03 for 20umc | 38
mechanical erection module 20mag50y | 38
fabrication design/ manufacturing / shop test / transport crane 20smm01/02 for 20umc | 38
erection generator misc. platform 2 @6.56m in 20umc | 38
erection crane walkway 20smm03 20umc | 38
logistics and customs preparation crane 20smm01/02/03 for 20umc | 38
erection module 20pcb10y | 38
fabrication design/ manufacturing / shop test / transport crane 20smm03 for 20umc | 38
erection generator misc. platform 1 @5.87m in 20umc | 38
detail and fabrication design crane 20smm03 for 20umc | 38
erection generator platform @5.44m in 20umc | 38
erection condenser platform @15.37m in 20umc | 38
mechanical erection module 20mal00yc | 38
pre-erection crane 20smm01/02 for 20umc / preparation for lifting | 38
mechanical erection module 20lca50y | 38
erection crane maintenance platform @15.30m in 20umc | 38
transport crane smm01/02/03 for 20umc | 38
erection ventilation platform @26.47m in 20umc | 38
mechanical erection module 20ldk00y | 38
erection main piperack structure (umy00y modules) | 38
electrical and i&c erection module 20uly00y | 38
mechanical erection module pxb 20umcl1y | 38
erection crane walkway 20smm01/02 20umc | 38
mechanical erection module 20umcm1y | 38
mechanical erection module 20maw50y | 38
electrical & i&c erection module 20lac10y | 38
erection and lifting module (including alignment) hrsg20 | 38
erection module 20pgb10y (pgb10ye / pgb10yd) | 38
contract review / prep. rfq crane 20smm03 for 20umc | 38
mechanical erection module 20upy00y | 38
erection / acceptance test crane 20smm01/02 for 20umc | 38
erection steel structure main building / crane rails 20umc | 38
mechanical erection module 20maw10y | 38
erection module 20pgb20y | 38
erection annex platform 1 @5.44m in 20umc | 38
quotation stage cranes 20smm03 for 20umc | 38
detail and fabrication design crane 20smm01/02 for 20umc | 38
erection annex platform 2 @9.34m in 20umc | 38
contract review / prep. rfq crane 20smm01/02 for 20umc | 38
mechanical erection module 20lac10y | 38
pre-erection crane 20smm03 for 20umc / preparation for lifting | 38
hrsg-1b ei's - revise / ifc | 37
ctg gsu / iso foundation - ifr / ifoa | 37
stg gsu piling - ifr / ifoa | 37
ctg piling - design / ifr / ifoa | 37
hrsg foundation - design / ifr / ifoa | 37
ctg gsu foundation - revise / ifc | 37
hrsg guy wire fndn - ifr / ifoa | 37
hrsg-1b ei's - ifr/ ifoa | 37
hrsg piling - revise / ifc | 37
ctg foundation - ifr / ifoa | 37
hrsg foundation - revise / ifc | 37
ctg gsu foundation - design / ifr / ifoa | 37
hrsg piling - design / ifr / ifoa | 37
ows fndns - revise / ifc | 37
hrsg guy wire fndn - revise / ifc | 37
ows fndns - ifr / ifoa | 37
hrsg-1b ei's - design / check / ifr / ifoa | 37
stg piling - revise / ifc | 37
ctg foundation - revise / ifc | 37
hrsg area foundation - revise / ifc | 37
hrsg foundation - ifr / ifoa | 37
hrsg-1a ei's - design / check / ifr / ifoa | 37
ctg gsu piling - ifr / ifoa | 37
hrsg-1c ei's - design / check / ifr / ifoa | 37
ctg piling - ifr / ifoa | 37
gsu piling - revise / ifc | 37
ctg piling - revise / ifc | 37
stg gsu piling - revise / ifc | 37
ctg gsu piling - revise / ifc | 37
hrsg-1a ei's - revise / ifc | 37
ctg gsu / iso foundation - revise / ifc | 37
hrsg area foundation - design / ifr / ifoa | 37
ctg / hrsg misc fndn - revise / ifc | 37
gsu piling - design / ifr / ifoa | 37
hrsg west side fndn - ifr / ifoa | 37
hrsg west side fndn - revise / ifc | 37
ctg foundation - design / ifr / ifoa | 37
t/o group 1, 2, & 3 bop circ & rcwy drawing - revise / ifc | 37
hrsg piling - ifr / ifoa | 37
hrsg-1a ei's - ifr/ ifoa | 37
stg/hrsg/ctgcirc & rcwy drawing - revise / ifc | 37
stg piling - ifr / ifoa | 37
ctg / hrsg misc fndn - ifr / ifoa | 37
hrsg-1c ei's - revise / ifc | 37
remaining bop circ & rcwy drawing - revise / ifc | 37
lift shop drawing - ro review and comment (ad tbc) | 36
install personnel protection / platforms / ladders | 36
doors, louvre, roller shutters, handrails, etc | 36
erect, bolt-up, rattle ctg 1a gsu / iso phase transformer steel, platforms, grating, handrails, etc. | 36
cwps - abwf works | 36
procurement of subcontract - cwp installation (laying in trench) | 36
erect ammonia containment ladders/cages | 36
procurement bolts / nuts / washers (100%) | 36
manufacturing and delivery of cwp materials (1st batch) (zone b prioritized) | 36
procurement network panel install | 36
manufacturing and delivery of cwp materials (4th batch) | 36
spare parts list | 36
fabrication and delivery of lifts (as / ef tbc) | 36
erect, bolt-up, rattle ctg 1c gsu / iso phase transformer steel, decking, handrails, graiting, etc. | 36
lift no.1 - obtain use permit | 36
manufacturing and delivery of cwp materials (2nd batch) | 36
cws system preliminary phase 1 sketches for procurement | 36
erect circ water elect enclosure steel, handrails, grating, ladders, cages, etc. | 36
generator complete erection (slipring, bearings, shaft sealing; bearing bracket oil seals; grounding brushes) mka | 36
manufacturing for embedded parts 20umc | 36
erect, bolt-up, rattle ctg 1b gsu / iso phase transformer steel, decking, grating, handrails, etc. | 36
plumbing fixtures / bathroom accessories | 36
transport turboset embedded parts ma- poe to site (umc) | 36
lifts - review engineer's drawings and prepare design (ad tbc) | 36
shaft f - abwf (i.e. finishes, metal works, etc) | 36
lift no.1 - lift installation incl' t&c | 36
install hairpins | 36
85 - certificates for lifting appliances, lifting gears | 36
cwps - building service installation | 36
erection of boiler platforms and ladders | 36
certificates for lifting appliances, lifting gears cranes 20smm01/02/03 | 36
erect misc. steel / ladders / platforms, etc. | 36
preparation of specification black boxes (let) & lv-motors | 36
fabrication design, fabrication, transport embedded parts for turboset fdn umc | 36
lifts - address engineer's comment and prepare resubmission (ad tbc) | 36
procurement of subcontract - cwp installation (jacking / tbm) | 36
machining thrust key | 36
shaft e - remove jacking frame, thrust block and etc | 36
preparation certifications for lifting appliances | 36
cwp manufacturing drawing - preparation and submission to ro | 36
lift no.1 - submit form le5 and emsd inspection | 36
event 005 - new requirements on lift no.1 | 36
lift shop drawing - ro comment and approval (ad tbc) | 36
manufacturing for embedded parts 20uha | 36
manufacturing and delivery of cwp materials (3rd batch) | 36
cwp manufacturing drawing - ro review and comment | 36
discharge structure - submittal for flow model study | 35
erection pipes drainage system 00gm from gas turbine to ubh01 | 35
install precast ctrl/admin bldg septic holding tank [099a&b] (2 tanks) | 35
remaining flow transmitters - checkout & program | 35
system in operation, adjusting flowrates | 35
intake / discharge flow model study | 35
sanitary sewer leach field - design / ifr / ifor | 35
irrigation system - distribution pipeline installation along the east perimeter of hrsg area | 35
transport st hydraulic system max to north sea port | 35
irrigation system - address engineer's comment and prepare resubmission | 35
erection pipes drainage system 20gm boiler/steam turbine | 35
erection pipes drainage system 00gm from water tretament to ubh02 | 35
electrical erection for pipe cleaning system (gt20) | 35
boiler feedwater system hydro laze piping | 35
control valve sizing - system minimum recirculation | 35
precast foundation (septic) - revise / ifc | 35
flood pond at discharge | 35
min flow run (pending top) | 35
provide approved leach field loaction to hansen rice for permit application | 35
sanitary sewer leach field - revise / ifc | 35
logistics and customs preparation st hydraulic system 20max | 35
install ctrl/admin bldg area septic tank [099] | 35
set hydraulic clearance optimization package into position | 35
erection pipes drainage system 00gm from steam turbine / hrsg to ubh02 | 35
pipe cleaning control oil system max | 35
condensate system hydro laze piping | 35
electrical erection hydraulic system max | 35
install portadam at discharge | 35
install porta dam, liners and stop logs | 35
hot reheat bypass hydro laze piping | 35
flood pond at intake | 35
prepare tec rfq doc st hydraulic system max | 35
install erosion control measure/access and dam protection | 35
quotation stage st hydraulic system max | 35
draining of system for finalising the tie-in works for dosing system | 35
erection hydraulic system max | 35
bfw/condensate/bypass system hydro laze piping procedure | 35
itp for - (10max) st hydraulic system | 35
lp steam piping hydro-lazing from the lp admission valves to the crossover piping | 35
piping erection generator stator water system 20mkf | 35
grade sediment ponds | 35
sanitary sewer leach field - internal/owner review | 35
remove portadam | 35
transport st hydraulic system 20max | 35
irrigation system - distribution pipeline installation to the northern side of hrsg area | 35
low press bypass hydro laze piping | 35
precast foundation (septic) - design / ifr / ifoa | 35
irrigation system - review engineer's drawings and prepare design | 35
remove porta dam at discharge | 35
co#126 - hydrant relocations | 35
first feedwater system minimum flow operation lab/c | 35
itp for - (10mba5x) gt hydraulic clearance optimization supply system | 35
design / manufacturing st hydraulic system 20max | 35
preparation for min flow run, cold comissioning (pending top) | 35
erection pipes storm system 00gm | 35
cold commissioning st hydraulic system max | 35
precast foundation (septic) - receive owner comments | 35
precast foundation (septic) - internal review | 35
refilling system, adjusting flowrates (pending finalization of reinstatements) | 35
transport to site hydraulic system max | 35
concrete - excavate co #126 hydrant relocations | 35
irrigation system - water supply pipeline from the water cabinet | 35
pipe - co #126 hydrant relocations | 35
irrigation shop drawing - ro comment and approval | 35
erection generator stator water system 20mkf | 35
irrigation points | 35
receive final location leach field | 35
irrigation shop drawing - ro review and comment | 35
irrigation system - distribution pipeline installation along the perimeter of turbine hall | 35
concrete - bf co #126 hydrant relocations | 35
intake structure - submittal for flow model study | 35
stg mat and column fndn - owner approval | 34
stg pedestal fndn - revise / ifc | 34
bop underground yps - release water treatment holds | 34
bop manholes fndn (#3 north of 5 kv vault) - owner approval | 34
stg valve enclosure fndn - internal review | 34
bop foundations - internal review | 34
bop underground yps - internal /owner review | 34
stg bop vault fndn - internal review | 34
bop foundations - ifr / ifoa | 34
stg mat fndn - design / ifr / ifoa | 34
bop foundations - revise / ifc | 34
stg valve enclosure fndn - design / ifr / ifoa | 34
stg pedestal fndn - design / ifr / ifoa | 34
bop underground yps - route / check / ifr | 34
stg bop vault fndn - revise / ifc | 34
stg bop elec vault fndn - ifr / ifoa | 34
bop manholes fndn (#9 north of 5 kv vault) - owner approval | 34
bop manholes fndn (#2 tank farm) - owner approval | 34
bop foundations - owner approval | 34
stg valve enclosure fndn - revise / ifc | 34
stg mat fndn - revise / ifc | 34
stg mat and column fndn - revise / ifc | 34
stg bop vault fndn- owner approval | 34
stg pedestal fndn - owner approval | 34
stg mat fndn - internal review | 34
bop system ug yp - route / check / ifr | 34
stg mat and column fndn - internal review | 34
stg valve enclosure fndn - receive owner comments | 34
bop manholes fndn (#1 ww pumps) - owner approval | 34
bop system ug yp - internal review | 34
stg pedestal fndn - internal review | 34
bop system ug yp - revise / check / ifc | 34
stg pedestal fndn - ifr / ifoa | 34
bop underground yps - revise / check / ifc | 34
stg mat and column fndn - ifr / ifoa | 34
ground slab th8 - trim pile and prepare pile head | 33
ground slab th9 - trim pile and prepare pile head | 33
cwps - pipe piles | 33
hrsg 1b area piles | 33
pipe rack 1b area piles | 33
hrsg 1b area piles (including rack) | 33
piling/pile trimming works (clp scope) | 33
ground slab th3 - trim pile and prepare pile head | 33
drive piles phase 2 ps 3, 4 & 5 | 33
(ms2) loading data compilation for pile cap design | 33
pile cap & foundation design (with prel. design for all areas) | 33
ctg 1b area piles (including gsu & isophase) | 33
turbine table tt2 - trim pile and prepare pile head | 33
pipe rack 01 - foundation and plinths | 33
turbine table tt3 - trim pile and prepare pile head | 33
test pile locations - revise / ifc | 33
turnover area for pipe rack foundations | 33
turnover to concrete for pipe rack foundations | 33
post drilling / bd selection / load tests / bd consent for pile cap | 33
turbine table tt5 - trim pile and prepare pile head | 33
test pile locations - internal review | 33
ground slab th2 - trim pile and prepare pile head | 33
hrsg 1a area piles | 33
drive piles phase 1 cw ps 1 & 2 | 33
install cw pipe support piles - east side of canal | 33
shaft e - trim pipe piles | 33
ground slab th5 - trim pile and prepare pile head | 33
hrsg (driven h-piles) | 33
ctg 1a area piles (including gsu & isophase) | 33
mobilize morris shea for cw pipe support piles | 33
ground slab th1 - trim pile and prepare pile head | 33
quality coordinator assessments - pile design | 33
ground slab th4 - trim pile and prepare pile head | 33
ba14 submission & pile test | 33
turbine table tt1 - trim pile and prepare pile head | 33
hrsg - pour pile cap (part 1 of 2) | 33
place pile caps | 33
hrsg - pour pile cap (part 2 of 2) | 33
test pile results | 33
ground slab th10 - trim pile and prepare pile head | 33
pipe rack 1a area piles | 33
install cw pipe support foundation piles | 33
test pile locations - design / ifr / ifo | 33
shaft f - trim pipe pile wall to 2m below ground level | 33
cwps - trim pipe piles | 33
hrsg 1c area piles (including rack) | 33
site rough grade (for piles) | 33
stg area piles (including gsu) | 33
hrsg - trim pile and prepare pile head | 33
ground slab th6 - trim pile and prepare pile head | 33
exhaust stack - trim pile and prepare pile head | 33
ctg 1a area piles (including gsu and isophase) | 33
ground slab th7 - trim pile and prepare pile head | 33
turbine table tt4 - trim pile and prepare pile head | 33
hrsg 1a area piles (including rack) | 33
ctg 1c area piles (including gsu & isophase) | 33
pile size evaluation | 33
gas system common prep piping for nit. blows | 32
ct1 fuel gas prep piping for air blows procedure | 32
combustion turbine 1b prep piping for cacb blows | 32
instrunment air ct-1a blow piping | 32
ct 1-c fuel gas perform air blow on gas piping (all stages) | 32
instrument air ct-1a prep piping for blows | 32
instrument air prep pipe for cleaning | 32
instrument air ct 1c blow piping | 32
combustion turbine 1a restore rotor air piping | 32
ct 1-a fuel gas prep piping for air blows | 32
gas system common nit blows procedure | 32
prep piping for air blows | 32
gas system common perform nit blows on piping | 32
ct cooling air compressor bleed blows procedure | 32
instrument air blow piping | 32
combustion turbine 1a cacb blows | 32
combustion turbine 1a restore rotor air piping, | 32
instrument air (stg) blow piping | 32
instrument air ct 1b blow piping | 32
instrument air restore piping | 32
gas system common perform nit. blows on piping | 32
instrument air perform piping air blows for cleaniness (i&c) | 32
gas system common prep piping for nit blows | 32
ct 1-c fuel gas prep piping for air blows | 32
combustion turbine 1a prep piping for cacb blows | 32
instrunment air ct-1a prep piping for blows | 32
combustion turbine 1b cooling air compressor bleed blows, | 32
combustion turbine 1b restore rotor air piping | 32
perform air blow on gas piping (all stages) | 32
instrument air (stg) restore piping | 32
combustion turbine 1c prep piping for cacb blows | 32
temporary piping for blow out | 32
combustion turbine 1c cacb blows | 32
combustion turbine 1a prep piping for cooling air compressor bleed blows, | 32
preparation for piping service test and air blow | 32
combustion turbine 1a cooling air compressor bleed blows, | 32
ct 1-a fuel gas perform air blow on gas piping (all stages) | 32
combustion turbine 1c restore rotor air piping | 32
instrument air (stg) prep pipe for cleaning | 32
combustion turbine 1b prep piping for cooling air compressor bleed blows, | 32
combustion turbine 1b cacb blows | 32
instrument air ct 1b prep piping for blows | 32
system operation and preparation for air blow of system piping | 32
instrument air ct-1a blow piping | 32
instrument air ct 1c prep piping for blows | 32
combustion turbine 1b restore rotor air piping, | 32
instrument air prep piping for air blows | 32
ct-1b fuel gas perform air blow on gas piping (all stages) | 32
ct-1b fuel gas prep piping for air blows | 32
bd - consent letter - standing seam roof/wall/panels - cladding 20umc | 31
stg electrical building - roof | 31
wall cladding - bd approval | 31
detail design cladding 20ubx | 31
roof cladding shop drawing & calculation - ro comment and approval | 31
enclose stg electrical building roof | 31
erection roof decking 20ubx | 31
stg electrical building - erect columns and roof steel | 31
wall cladding shop drawing & calculation - ro comment and approval (= ready for bd submission) | 31
roof cladding - performance mock-up test (by approved laboratory) | 31
5kv building - roof | 31
quotation stage steel works (excl.embedded parts) | 31
construction roof channel/walls part 1 20ura | 31
5kv building - erect columns and roof steel | 31
basic design / steel column anchoring dwg, static analysis 20umc | 31
wall cladding shop drawing & calculation - ro review and comment | 31
client - review - detail design - cladding 20umc | 31
detail design cladding 20umc | 31
preparation kick off steelwork & cladding | 31
construction roof 20uex01 | 31
finishing works / roof construction 20urd | 31
erect admin building roof | 31
installation of main steel structure hrsg (main frame / casing) without pwht of roof beams | 31
bd - submission & approval - standing seam roof/wall/panels - cladding 20umc | 31
wall and roof cladding finishing works 20umc | 31
procurement of subcontract - standing seam roof, aluminium cladding & curtain wall | 31
fabrication design/fabrication/transport cladding 20umc | 31
completion works at roof beams - nde, roof beam seam welds, painting, insulation + liner plates, modify | 31
erect admin building steel and roof | 31
roof cladding - review engineer's drawings and prepare design | 31
manufacturing and delivery roof /wall cladding (1st batch) | 31
detail design & fabrication design/fabrication/transport cladding 20ubx | 31
construction roof channel/walls part 2 20ura | 31
roof cladding - address engineer's comment and prepare resubmission | 31
wall cladding - bd consent | 31
quotation stage steelwork & cladding | 31
roof cladding - ice check and issue cert | 31
basic design cladding incl. architectual layout dwgs 10 - 20 ubx | 31
erection main steel columns incl. bottom panels & top cross girder hrsg20 | 31
enclose 5kv swithgear building roof | 31
dw11 - capping of all cladding openings required by / following the installation of all items of plant and equip (tbc) | 31
roof cladding shop drawing & calculation - ro review and comment | 31
wall and roof cladding main part 20umc | 31
pwht hrsg casing roof beams | 31
install ctg 1b sb startup / shutdown pirge air pipe & supports (spg provided) | 30
install ctg 1b lube oil pipe & supports (spg provided) - generator | 30
install ctg 1a lube oil i/c pipe & supports [341] (spg provided) | 30
install ctg 1c lb startup / shutdown purge air pipe & supports (spg provided) | 30
install ct-1b ina [543] a/g pipe - sb | 30
install ctg 1b lube oil pipe & supports (spg provided) | 30
install ctg 1b misc drains pipe & supports [345/371] (spg provided) | 30
install stg ctc sb [453] a/g pipe | 30
install ctg 1a fuel gas i/c pipe & supports (spg provided) | 30
install ctg 1c fuel gas i/c pipe & supports (spg provided) | 30
install ctg 1b area potable water sb [577] pipe & supports | 30
install ctg 1a area demin lb/sb [514] a/g pipe & supports | 30
install ctg 1b generator cooling i/c pipe & supports (spg provided) | 30
ctg 1b ctp lb/sb [311] a/g pipe | 30
install ctg 1a area ccw lb [464] a/g pipe & supports | 30
install ctg 1a generator cooling i/c pipe & supports (spg provided) | 30
install ctg 1b water injection i/c pipe & supports (spg provided) | 30
install ctg 1b compressor wash i/c pipe & supports (spg provided) | 30
install ctg 1a lube oil pipe & supports (spg provided) - turbine | 30
install ctg 1b wdr lb/sb [526] a/g pipe | 30
install ctg 1a water injection i/c pipe & supports [364] (spg provided) | 30
install ctg 1c continuous purge air pipe & supports (spg provided) | 30
install ctg 1b area ina sb [543] a/g pipe & supports | 30
install ctg 1b area fuel oil lb [562] a/g pipe & supports | 30
install ctg 1a compressor wash i/c pipe & supports [374] (spg provided) | 30
install ctg 1b sb misc drains pipe & supports (spg provided) | 30
install ctg 1b water injection i/c pipe & supports [364] (spg provided) | 30
install ctg 1c sb misc drains pipe & supports (spg provided) | 30
install ctg 1a cmg sb [546] a/g pipe | 30
install ctg 1b compressor wash i/c pipe & supports [374] (spg provided) | 30
install ctg 1a fuel gas manifold pipe (spg provided) | 30
install ctg 1b cooling air/compressor bleed i/c pipe & supports (spg provided) | 30
install ctg 1b fuel oil pipe & supports (spg provided) | 30
install ctg 1b ia pipe & supports [343] (spg provided) | 30
install ctg 1a lb inlet heating pipe and supports (spg provided) | 30
install ct-1c ina [543] a/g pipe - sb | 30
install ctg 1b area fuel gas sb [561] a/g pipe & supports | 30
install ctg 1a compressor wash i/c pipe & supports (spg provided) | 30
install ctg 1a ccw [464] sb pipe | 30
ctg 1a ctp lb/sb [311] a/g pipe | 30
install ctg 1a fuel oil pipe & supports (spg provided) | 30
install ctg 1a sb startup / shutdown pipe and supports (spg provided) | 30
install ctg 1b exhaust tunnel dry chem i/c pipe & supports (spg provided) | 30
install ctg 1a area fuel gas [561] a/g sb pipe & supports | 30
install ctg 1b lb inlet heating pipe and supports (spg provided) | 30
install ctg 1b ina sb [543] a/g pipe | 30
install ctg 1b cmg sb [546] a/g pipe | 30
install ctg 1c lube oil pipe & supports (spg provided) - turbine | 30
install stg ctc lb/sb [453] a/g pipe | 30
install ctg 1c fuel gas manifold pipe (spg provided) | 30
install ctg 1a sb pipe plant drains [521] | 30
install ctg 1a sb misc drains pipe & supports (spg provided) | 30
install ctg 1a area fuel oil [562] a/g lb pipe & supports | 30
install ctg 1a waste water lb/sb [526] pipe & supports | 30
install ctg 1b area ccw lb/sb [464] a/g pipe & supports | 30
install ctg 1a purge air pipe & supports [356] (spg provided) | 30
install ctg 1a cooling air/compressor bleed i/c pipe & supports (spg provided) | 30
install ctg 1a lube oil pipe & supports (spg provided) - generator | 30
install ctg 1b fuel gas manifold pipe (spg provided) | 30
install ctg 1a area misc. ct [311] a/g pipe & supports | 30
install ctg 1c lb inlet heating pipe & supports (spg provided) | 30
install ctg 1a area potable water pipe & supports [577] | 30
install ctg 1a fuel gas sb [561] pipe | 30
install ctg 1b sb ina a/g pipe & supports (spg provided) | 30
ctg 1a fuel oil sb [562] | 30
install ctg 1a ia sb pipe [343] [spg provided] | 30
install ctg 1b continuous purge air pipe & supports (spg provided) | 30
install ctg 1a exhaust tunnel dry chem i/c pipe & supports (spg provided) | 30
install ctg 1a lube oil pipe & supports (spg provided) | 30
casing drain needs cap box 5 unit 1a | 30
casing drain needs cap box 2 unit 1a | 30
install ctg 1b cooling air/compressor bleed i/c pipe & supports [354] (spg provided) | 30
install ctg 1b generator cooling i/c pipe & supports [345/353] (spg provided) | 30
install ctg 1b area pipe pdr sb [521] pipe | 30
install ctg 1b lube oil pipe & supports (spg provided) - turbine | 30
install ctg 1a sb ina a/g pipe & supports (spg provided) | 30
install ctg 1b area demin lb/sb [514] a/g pipe & supports | 30
install ctg 1c lb fuel oil pipe & supports (spg provided) | 30
install ctg 1a area ina [543] sb pipe | 30
install ctg 1a fuel gas i/c pipe & supports [361] (spg provided) | 30
install ctg 1b lb startup / shutdown pirge air pipe & supports (spg provided) | 30
install ctg 1b lube oil i/c pipe & supports [341] (spg provided) | 30
delivery of ias pipe to support ctg 1a foundation | 30
install ctg 1b area serv wtr [511] a/g pipe & supports | 30
install ctg 1b purge air i/c pipe & supports [356] (spg provided) | 30
install ctg 1b fuel gas i/c pipe & supports [362] (spg provided) | 30
install ctg 1c area ina [543] a/g pipe & supports (spg provided) | 30
install ctg 1b fuel gas heater pipe [361] (spg provided) | 30
install ctg 1c generator cooling i/c pipe & supports (spg provided) | 30
install ctg 1b fgs sb [561] a/g pipe | 30
install ctg 1c water injection i/c pipe & supports (spg provided) | 30
install ctg 1a misc drains pipe & supports [345/371] (spg provided) | 30
install ctg 1a water injection i/c pipe & supports (spg provided) | 30
install ctg 1c sb compressor wash i/c pipe & supports (spg provided) | 30
install ctg 1b inlet heating pipe [351] (spg provided) | 30
install ctg 1a ina sb [543] a/g pipe | 30
install ctg 1c lube oil i/c pipe & supports (spg provided) - generator | 30
ctg 1b fuel oil sb [562] | 30
install ctg 1a fuel oil pipe & supports [362] (spg provided) | 30
install ctg 1a lb startup / shutdown pipe and supports (spg provided) | 30
install ctg 1a continuous purge air pipe & supports (spg provided) | 30
install ctg 1c cooling air/compressor bleed i/c pipe & supports (spg provided) | 30
install ctg 1c sb startup / shutdown purge air pipe & supports (spg provided) | 30
install ctg 1a area serv wtr sb [511] a/g pipe & supports | 30
install ctg 1a cooling air/compressor bleed i/c pipe & supports [354/353] (spg provided) | 30
install ctg 1b fuel gas i/c pipe & supports (spg provided) | 30
install ctg 1a generator cooling i/c pipe & supports [345] (spg provided) | 30
install ctg 1b area misc. ct sb [311] pipe & supports | 30
install ctg 1a inlet heating pipe [351] (spg provided) | 30
install circ water cable tray / conduit | 29
install steam high pressure cable tray / conduit | 29
install hrsg isolation 1c (includes sc stack) cable tray / conduit | 29
ctg 1a cable tray | 29
ctg 1b cable tray | 29
install hrsg 1a area cable tray | 29
install sample system cable tray / conduit | 29
install combustion turbine 1c cable tray / conduit | 29
install wsac area cable tray supports | 29
install electrical building cable tray | 29
peecc cable tray - internal/owner review | 29
install stg cable tray | 29
install condensate system cable tray / conduit | 29
install hrsg isolation 1a (includes sc stack) cable tray / conduit | 29
install steam low pressure cable tray / conduit | 29
install hrsg steam side 1a cable tray / conduit | 29
installation cable trays diffuser 20mbr | 29
install hrsg flue gas side 1c cable tray / conduit | 29
install steam cold reheat cable tray / conduit | 29
installation of cable trays for external connection in control building uca | 29
deliver cable tray | 29
install ct 1-c fuel gas cable tray / conduit | 29
procurement cable trays, i&c, hvac, fifi | 29
install hrsg 1-a blowdown cable tray / conduit | 29
install hrsg 1-b blowdown cable tray / conduit | 29
install gas system common cable tray / conduit | 29
install ct 1-a fuel gas cable tray / conduit | 29
install potable water cable tray / conduit | 29
installation of cable trays c-station to substation branch | 29
install firewater pumps cable tray / conduit | 29
install steam turbine generator cable tray / conduit | 29
install ccw #2 (@ stg area) cable tray / conduit | 29
install aux boiler blowdown cable tray / conduit | 29
install stg lo system cable tray / conduit | 29
installation of cable trays inside substation | 29
install instrument air ( compressors & dryers) cable tray / conduit | 29
install hrsg flue gas side 1b cable tray / conduit | 29
deliver cable tray support steel | 29
install demin storage & transfer cable tray / conduit | 29
install stg hydrogen cooling system cable tray / conduit | 29
install combustion turbine 1-a cable tray / conduit | 29
finalize cable trays on 20uey01 | 29
install ct-1c fuel oil cable tray / conduit | 29
install ct 1-b fuel gas cable tray / conduit | 29
adaption cable trays on 10ubs04/05 /10uba | 29
install steam hot reheat cable tray / conduit | 29
install hrsg steam side 1b cable tray / conduit | 29
finalize cable trays on 20uey02 | 29
cable tray installation (under floor) | 29
install misc. hrsg 1b steel / platforms / cable tray supports / etc. | 29
install bop west (ammonia / air compressor) area cable tray | 29
install boiler feed water 1a cable tray / conduit | 29
install instrument air ct 1-c cable tray / conduit | 29
install cable tray | 29
install boiler feed water 1b cable tray / conduit | 29
install sanitary sewer cable tray / conduit | 29
install stg air extraction system cable tray / conduit | 29
install bop cable tray | 29
install aux boiler gas cable tray / conduit | 29
install cooling tower chem feed cable tray / conduit | 29
install rack cable tray | 29
install stg hydrogen seal oil cable tray / conduit | 29
install aux boiler & piping cable tray / conduit | 29
install aux steam piping cable tray / conduit | 29
install waste water / area sumps cable tray / conduit | 29
install water treatment area cable tray | 29
installation of cable tray branch to substation | 29
ctg 1c cable tray | 29
install boiler feed water 1c cable tray / conduit | 29
install hrsg 1b area cable tray | 29
install common chemical feed cable tray / conduit | 29
install hrsg isolation 1b (includes sc stack) cable tray / conduit | 29
install combustion turbine 1b cable tray / conduit | 29
install ct-1b fuel oil system cable tray / conduit | 29
installation of cable trays for d2 plant to substation branch | 29
install ctg 1a rack cable tray | 29
install ct-1a fuel oil system cable tray / conduit | 29
install ro water supply cable tray / conduit | 29
install nitrogen system cable tray / conduit | 29
install hrsg steam side 1c cable tray / conduit | 29
cable tray - internal review | 29
install common fuel oil system cable tray / conduit | 29
install hrsg flue gas side 1a cable tray / conduit | 29
install instrument air ct 1-b cable tray / conduit | 29
install demin #2 (@ stg area) cable tray / conduit | 29
install fuel oil tank & system cable tray / conduit | 29
install hrsg 1-c blowdown cable tray / conduit | 29
install ctg 1b rack cable tray | 29
install instrument air (stg) cable tray / conduit | 29
erection,ndt lb pipes / valves ca01-umc-wa02a (ldk,mag) | 28
erection, ndt, pt / valves / pt demin water 20ghc | 28
erection, ndt, pt pipes / valves 20lcw | 28
erection, ndt, pt / valves service cool.water 20pcb | 28
erection,ndt lb pipes / valves ca01 (ghd,gkb,ldt) | 28
erection, ndt, pt pipes - 20ekg | 28
erection, ndt, pt pipes / valves 20lbg | 28
erection, ndt, pt (pt & pigging) pipes / valves 00ekg (tp-m1a/b - 00uen03/04) | 28
erection, ndt, pt / valves intercon. piping 20ek/mb/aux. system | 28
erection,ndt sb pipes / valves ca01-umc-wa03b (gxx,lba90,lbx,lca,ldk,ldt,maj,mam,maw,pcb,pgb,qc,qfb,sbm,scb,sga) | 28
erection, ndt, pt pipes / valves mag | 28
erection,ndt lb pipes / valves ca02-uha-wa00b (ekg,ghd,gkb,gm,lab,lba90,lbh,lca,scb) | 28
erection,ndt sb pipes / valves ca03 (mav, pab,par,psb,pus) | 28
erection, ndt, pt pipes / valves man | 28
erection,ndt sb pipes / valves ca01 (ghd,gkb,ldt) | 28
erection,ndt sb pipes / valves ca01-umc-wa01a (gmm,lca,lce,ldk,mag,maw,scb) | 28
erection, ndt pipe / valves 20lbb-lbc80 | 28
erection, ndt, pt pipes / valves 20mka | 28
erection, ndt, pt (pt & pigging) pipes / valves 20ekg (00uen03/04 - 20uen via ueyxx) | 28
erection, ndt, pt pipes / valves 20pus | 28
erection,ndt lb pipes / valves ca01-umc-wa03b (gxx,lba90,lbx,lca,ldk,ldt,maj,mam,maw,pcb,pgb,qc,qfb,sbm,scb,sga) | 28
erection, ndt pipe / valves 20lba80 (bop) | 28
erection,ndt lb pipes / valves ca01-umc-wa04b (egd,ekg70,gxx,lba90,lbx,lca,ldk;mba;mbh,pgb,qc,qfb,qu,sbm,scb) | 28
erection, ndt, pt pipes / valves maw | 28
erection, ndt, pt pipes / valves 20qja20 | 28
erection,ndt lb pipes / valves ca01-umc-wa01a (gmm,lca,lce,ldk,mag,maw,scb) | 28
erection, ndt pipe / valves 11lba80 (turboset) | 28
erection, ndt, pt / valves 20mba | 28
erection,ndt sb pipes / valves ca06-uez-wa00a (egd,ekg,ghc,ghd,gkb,mav,qfb,qja,scb) | 28
erection, ndt, pt (pt & pigging) pipes / valves 20ekg70 (20uen - gt fuel gas purge skid) | 28
erection,ndt lb pipes / valves ca01-uz-wa00a (pab) | 28
erection,ndt sb pipes / valves ca07-umy-wa00b | 28
erection,ndt lb pipes / valves ca01-umc-wa06b (mav,max,mba,mbh,mkx,pgb,qfb,qja,sbm,scb,sga,sgc,sge) | 28
erection, ndt, pt pipes / valves 20scb | 28
erection, ndt, pt pipes / valves 20lcl | 28
erection, ndt, pt pipes / valves 20lab | 28
erection, ndt pipes / valves mav | 28
erection, ndt, pt pipes / valves mal | 28
erection,ndt sb pipes / valves ca01-umc-wa05b (gxx,lba20/90,lbx,lcx,ldk,max,mbx,mkx,pab,pah,pcb,pgb,qc,qfb,scb,sgx) | 28
erection,ndt sb pipes / valves ca02-uz-wa00a (pab) | 28
erection, ndt, pt pipes / valves 20lce | 28
erection, ndt, pipes / valves 20lca on pipe bridges | 28
erection, ndt, pt pipes / valves max before st connection available | 28
erection, ndt, pt pipes / valves 20pbe/pbq/pun | 28
erection,ndt lb pipes / valves ca06-uez-wa00b (egd,ekg,ghc,ghd,gkb,qfb,qja,scb) | 28
erection, ndt, pt / valves 20pah | 28
erection,ndt lb pipes / valves ca02-uz-wa00a (pab) | 28
erection, ndt, pt pipes / valves mam | 28
erection, ndt, pt pipes / valves 20ldk | 28
erection, ndt, pt / valves (mechanical) 20pab umc | 28
erection, ndt, pt / valves hco 20mba51/54/mbv (bop for lube oil flushing) | 28
erection, ndt, pt / valves dosing system 20qc | 28
erection,ndt sb pipes / valves ca02-uhw-wa00a (lcl) | 28
erection,ndt sb pipes / valves ca01-umc-wa06b (mav,max,mba,mbh,mkx,pgb,qfb,qja,sbm,scb,sga,sgc,sge) | 28
erection,ndt sb pipes / valves ca02-umy-wa00b (egd,ekx,gxx,hsj,lab,lba90,lbx,lca,lcl,mav,mba,pgb,qc,qfb,qja,qu,scb) | 28
erection,ndt sb pipes / valves ca01-umc-wa04b (egd,ekg70,gxx,lba90,lbx,lca,ldk;mba;mbh,pgb,qc,qfb,qu,sbm,scb) | 28
erection,ndt sb pipes / valves ca02-uha-wa00b (ekg,ghd,gkb,gm,had,hsj,lab,lba90,lbh,lca,scb) | 28
erection,ndt sb pipes / valves ca07-uvm-wa00b (hsj,psb) | 28
erection, ndt, pt pipes / valves maj | 28
erection, ndt, pt pipes / valves 20psb | 28
erection,ndt lb pipes / valves ca07-umy-wa00b | 28
erection, ndt, pt pipes / valves 20qja10 | 28
erection,ndt sb pipes / valves ca04 (egd,ekg,ghc,ghd,gkb,gm,hsj,lcl,mav,psb,qfb,qja,scb) | 28
erection,ndt lb pipes / valves ca07-uvm-wa00b (hsj,psb) | 28
erection, ndt, pt pipes / valves maa-c | 28
erection,ndt lb pipes / valves ca03 (mav, pab,par,psb,pus) | 28
erection, ndt, pt pipes / valves mag50 | 28
erection, ndt, pt pipes / valves 20lca | 28
erection, ndt pipe / valves 10lba10 (bop) | 28
erection,ndt lb pipes / valves ca02 (ekg,ekt,ghc,gkb,pgb,qc,scb) | 28
erection,ndt lb pipes / valves ca05 (egd,ghd,gkb,ldt) | 28
erection,ndt sb pipes / ca07-uld-wa00b (ldn,ldt) | 28
erection, ndt, pt pipes / valves 20hsj | 28
erection,ndt sb pipes / valves ca01-umc-wa02a (ldk,mag) | 28
erection, ndt, pt / valves dosing 20qc | 28
erection, ndt, pt / valves 20mb (bop) | 28
erection,ndt lb pipes / valves ca02-uhw-wa00a (lcl) | 28
erection, ndt, pt pipes / valves max | 28
erection,ndt sb pipes / valves ca02 (ekg,ekt,ghc,gkb,pgb,qc,scb) | 28
erection,ndt sb pipes / valves ca06-uez-wa00b (egd,ekg,ghc,ghd,gkb,qfb,qja,scb) | 28
erection,ndt lb pipes / valves ca01-umc-wa05b (gxx,lba20/90,lbx,lcx,ldk,max,mbx,mkx,pab,pah,pcb,pgb,qc,qfb,scb,sgx) | 28
erection, ndt, pt / valves demin water ghc common header | 28
erection,ndt lb pipes / valves ca04 (egd,ekg,ghc,ghd,gkb,gm,hsj,lcl,mav,psb,qfb,qja,scb) | 28
erection, ndt pipe / valves 11lba10 (turboset) | 28
erection,ndt sb pipes / valves ca01-uz-wa00a (pab) | 28
erection, ndt, pt / valves sampling qu | 28
erection,ndt lb pipes / valves ca06-uez-wa00a (egd,ekg,ghc,ghd,gkb,mav,qfb,qja,scb) | 28
erection,ndt lb pipes / valves ca07-uld-wa00b (ldn,ldt) | 28
erection, ndt, pt pipes / valves 20pgb | 28
erection, ndt, pt / valves (mechanical) 20pab urd | 28
erection, ndt, pt pipes - condenser preheating pipe 20ekt | 28
erection,ndt lb pipes / valves ca02-umy-wa00b (egd,ekx,gxx,hsj,lab,lba90,lbx,lca,lcl,mav,mba,pgb,qc,qfb,qja,qu,scb) | 28
erection,ndt sb pipes / valves ca05 (egd,ghd,gkb,ldt) | 28
paint - hrsg a west side | 27
drying period for concrete before oil resistant paint 20ube | 27
paint turnover system | 27
paint wsac area pipe & equip | 27
painting | 27
paint filter press area pipe & equip | 27
paint a/g cw pipe crossing canal | 27
dust preventive painting on concrete surface (collector around) | 27
paint ctg 1c area pipe & equip | 27
paint c/l 1b rack pipe | 27
paint resolve p1 items | 27
paint intake structure pipe & equip | 27
paint | 27
paint - hrsg a top | 27
paint hrsg 1b area pipe & equip | 27
paint ctg 1b area pipe & equip | 27
painting/insulation | 27
**paint discharge structure pipe & equip | 27
paint resolve work remaining list | 27
paint demin area pipe & equip | 27
painting/insulation of pipework | 27
paint ctg 1a area pipe & equip | 27
paint hrsg 1c area pipe & equip | 27
paint fuel oil area pipe & equip | 27
paint c/l 1a rack pipe | 27
paint construction completion walk | 27
paint discharge structure pipe & equip | 27
paint - hrsg b bottom | 27
paint c/l 1c rack pipe | 27
paint - hrsg b top | 27
paint - top of by pass stack b | 27
paint stg area pipe & equip | 27
paint canal crossing discharge pipe | 27
paint hrsg 1a area pipe & equip | 27
oil resistant paint 20ube/ubf | 27
paint - hrsg b slope | 27
paint - circ water pipe | 27
final paint check and touch up where required | 27
paint system walk with pgn | 27
paint ammonia area pipe & equip | 27
paint - hrsg a slope | 27
paint - hrsg a bottom | 27
logistics and customs preparation telecommunication cya | 26
(bop) manufacturing, shop test fire alarm system cye | 26
logistics and customs preparation fire fighting pump container 20sga | 26
detail design / manufacturing fire fighting detection system sgy | 26
detail design / manufacturing fire fighting / gas detection 20sgj / 20cyq / 20cye | 26
detail design, manufacturing, shop test fire fighting ring main sga | 26
(bop) transport fire alarm system cye | 26
erection fire detection system for ts auxiliary oil systems / h2 systems sgy | 26
basic design dwgs fire fighting systems sg- (incl. design review) | 26
manufacturing, shop test security cyp | 26
transport fire fighting systems 20sgc/sge/sgf/sgj | 26
prep. rfq fire fighting systems sg- | 26
detail design / manufacturing fire fighting systems 20sgc/sge/sgf/sgj | 26
transport security cyp | 26
erection fire fighting for ts auxiliary oil systems / h2 systems sgc | 26
transport ff system co2 / gas detection 20sgj/cyq | 26
engineering / preparation rfq fire fighting / gas detection sgj / cyq / cye | 26
erection fire fighting conn.pipe sga | 26
detail design / manufacturing / shop test fire fighting ring main sga | 26
(bop) transport fire fighting system sg | 26
finalization of fire fighting design | 26
quotation stage fire fighting / gas detection sgj / cyq / cye | 26
(bop) technical clarification fire fighting system sg | 26
(bop) quotation stage fire fighting system sg | 26
transport main fire fighting detection system sgy | 26
erection fire fighting extinguishers sgm | 26
detail design / manufacturing fire fighting / gas detection sgj / cyq / cye | 26
erection fire fighting indoor hydrants sga 20umc | 26
logistics and customs preparation fire fighting systems 20sgc/sge/sgf/sgj | 26
logistics and customs preparation fire fighting ring main sga | 26
transport fire fighting indoor hydrants sga 20umc | 26
quotation stage telecommunication cya | 26
installation of fire fighting co2 system for pcc 10sgj | 26
erection fire fighting ring main connections / hydrants sga | 26
(bop) manufacturing, shop test fire fighting system sg | 26
cold commissioning indoor fire fighting hydrants 20sga inside 20umc | 26
manufacturing, shop test telecommunication cya | 26
basic design fire fighting ring main sga (prel. lh020) | 26
detail design / manufacturing / shop test fire fighting pump container 20sga | 26
transport econopac fire prot.system cye/sgj | 26
(bop) basic design, specification fire fighting system sg | 26
quotation stage fire fighting systems sg- | 26
logistics and customs preparation - fire fighting / gas detection 20sgj / 20cyq / 20cye | 26
(bop) basic design, specification fire alarm system cye | 26
(bop) quotation stage fire alarm system cye | 26
basic design fire fighting systems sg- | 26
installation fire detection system (sgy) | 26
cold commissioning fire fighting main ring and outdoor hydrants sga | 26
transport fire fighting ring main sga | 26
transport fire fighting pump container 20sga | 26
erection econopac fire protection / gas detection system 20cye/cyq/sgj | 26
detail design / manufacturing fire fighting indoor hyrdants sga 20umc | 26
(bop) technical clarification fire alarm system cye | 26
logistics and customs preparation fire fighting detection system sgy | 26
basic design / specification / plantlayout dwgs boq telecommunication cya | 26
logistics and customs preparation fire fighting indoor hyrdants sga 20umc | 26
transport telecommunication cya | 26
manufacturing / shop test telecommunication cya | 26
cold commissioning fire detection system inside 20umc sgy | 26
event 014 - clarifying extent of monitoring and instrumentation prerequisite to start of shaft a piling works | 25
event 012f - settlement assessment - install "screen wall" as precautionary measure (i.e. jcg x17 nos.) | 25
event 012f - settlement assessment - install tam grout in between "screen wall" and shaft f pile wall | 25
event 041 - crane access for kss (original thought was three months) | 25
event 062 - construct temporary mucking pit at sbr zone a3 | 25
event 044 - set up and conduct plate load test pl4 at sbr zone a3 | 25
event 044 - plate load test pl2 at stratum of pump station | 25
event 021(za) - aaa amendment for zone a {4b1-alt a-2(r1)} [withdrawn] | 25
event 019 - photo records for foundation dimension set-out | 25
event 019 - plate load test set up | 25
event 034 - roi #113 crest wall removal / method statement, mobilize subcon, etc | 25
event 008 - declaration of unplanted area / isolation of scwp(?) | 25
event 045 - shaft f / zone c re-sequencing - additional pipe piles | 25
event 039(tx) - start-up tx / construct foundation ct12-ft1 | 25
event 028 - redo ppa#39 - install replacement pile #42, 43 | 25
event 039(tx) - power island phase 4 /5 resequencing amendment | 25
event 039(za) - transformer generator resequencing amendment (part 2) | 25
event 015 - remob, excavation, earthing, backfill to formation levels, set-up for plate load test | 25
event 012za - settlement assessment - report review and comment by bd | 25
event 012f - settlement assessment - report preparation and submission to bd | 25
event 026 - tie beam amendment (i.e. steel tie beam, phased consent for excav below +3.5, delete tam & cs4)[withdrawn] | 25
event 043 - socketed h-pile amendment (type ii) [approval deemed] | 25
event 003a - 6.6kva cable strike at shaft a | 25
event 007 - barrication as per approved site layout and ttm | 25
event 042 - zone b fel amendment (type ii) | 25
event 012za - settlement assessment - awaiting confirmation on locations of 2 nos,. additional spt | 25
event 008 - declaration of unplanted area | 25
event 012za - settlement assessment - report preparation and submission to bd | 25
event 026 - ba8 consent for apg | 25
event 012f - settlement assessment - trial pile (x3) | 25
event 012za - settlement assessment - 2 nos. additional spt | 25
event 030 - additional tests / agree and finalize test method and location | 25
event 008 - excavation permit | 25
event 012f - settlement assessment - adms to existing cwp (x32) | 25
event 049 / urea facilities / set up and conduct plate load test no. pl1 | 25
event 032d - works suspension instructed to await bd consent | 25
event 028 - redo ppa#39 - remedial proposal added to 6th amendment | 25
event 039(tx) - mv aux.tx / apply hardener | 25
dpt /zone c (northern section) - plate load test x2 sets | 25
event 027 - ba5 re-sequencing alternative(by arup) prioritizing pump station | 25
event 004 - pre-drill to verifiy rock head level of shaft a | 25
event 045 - shaft f / zone c re-sequencing - additional tam grout | 25
event 016 - awaiting engineering solution and management direction | 25
event 003a - additional trial trenhes prior to pipe piling | 25
event 030 - additional tests / prepare and submit assessment report to bd 1 week prior to excavation below +3.2 | 25
event 012f - request and issue of roi for "screen wall" and other precautionary measures | 25
event 016 - remobilize piling rig | 25
event 039(tx) - start-up tx / backfill to the required formation | 25
event 006 - unchartered uu found at zone a (slow down pre-boring progress) | 25
event 021d - shaft d aaa amendment (type ii) / submission & approval | 25
event 012f - settlement assessment - spt (x3) | 25
event 039(tx) - mv aux.tx / construct foundation ct11-ft1 (part 1 of 2) | 25
event 043 - rp14, 15, 16 encounter underground obstruction | 25
event 022 - stage 2 pump test as per aaa amendment | 25
event 039(tx) - mv aux.tx / conduct plate load test pl4 | 25
event 007 - approval of site arrangement and tta | 25
event 021(za) - aaa amendment for zone a {4b1-alt a-2(r2)} | 25
event 009 - additional pre-drill (remaining 2 nos.) | 25
event 019 - plate load test ( x2 nos) | 25
event 027 - finalizing strategy and preparing for resubmission of re-sequencing amendment | 25
event 003 - 6.6kva cable strike at shaft a | 25
event 002 - shaft f pre-drilling (5 nos.) | 25
event 002a - shaft f pre-drilling (4 nos. additional) | 25
event 013 - crane damaged and repaired | 25
event 039(tx) - mv aux.tx / open cut to the required formation level w/ a berm 5m wide at zone a north ppw | 25
event 034 - roi #113 crest wall removal / site works | 25
event 012f - settlement assessment - exposing cwp pipe crown (x7) | 25
event 009 - 2 nos pre-drill abortive | 25
event 021(za) - aaa amendment for zone a {4b1-alt a-2} [withdrawn] | 25
event 043 - rp11 encounter underground obstruction | 25
event 009 - 3rd pre-drill encountered unchartered uu and rigs demob to help out inclinometer and spt at shaft f | 25
event 001 - scw penstock repair 10~16 sep 2017 | 25
event 009 - additional pre-drill (2 out of 4 nos.) | 25
event 039(tx) - start-up tx / construct plinth pl1 & pl2 | 25
event 039(tx) - ba8 consent for phase 5 excavation [approval deemed] | 25
event 024 - redo full core / cube test and lab report | 25
event 042 - ba8 consent for zone b fel amendment | 25
event 028 - redo ppa#39 - 5th amendment (type ii) | 25
event 030 - additional tests / carry out the additional tests | 25
event 026 - resubmission of tie beam amendment | 25
event 021e - aaa amendment (and cofferdam enlargement) for shaft e | 25
event 031d - works suspended after fs main stirke in diversion culvet works area | 25
event 004 - trial trench prior to piling | 25
event 004 - trial trench prior to pre-drill | 25
event 059 - discharge culvert / zone c /plate load test | 25
event 022 - re-do stage 2 pump test at -9.6 mpd | 25
event 039(za) - transformer generator resequencing amendment (part 1) | 25
event 022 - re-do stage 1 pump test as per aaa amendment | 25
event 012za - settlement assessment - preparation and submission of supplementary information | 25
event 039(tx) - mv aux.tx / construct fire wall to +11.55 and corbels at g.l.aa | 25
event 016 - piling rigs demobilized and site clear for preventive grouting | 25
event 028 - redo ppa #39 - install 508 dia. pile [failed] | 25
event 039(tx) - mv aux.tx / construct pit wall to +6.15 and plinth pl3 | 25
event 022 - additional monitoring points hand-marked by bd during aaa amendement | 25
event 015 - clarification on plate load test requirements and invitation for bd inspection | 25
event 021a - additional monitoring points hand-marked on approval drawings by bd | 25
event 039(tx) - start-up tx / apply hardener | 25
event 012f - settlement assessment - report review by bd | 25
event 019 - diversion culvert c1 plate load test | 25
event 035 - clp allocated space for relocation of rebar yard | 25
event 030 - additional tests / (type ii) amendment | 25
fabrication design, fabrication, transport steel platform crane rails umc | 24
prepare ground to south of condenser for 750t crane | 24
quotation stage crane smm01/02 for umc | 24
overhead crane / event - bolt inspection and handover | 24
install crane mats for 2250 maxxer | 24
submit stg gantry crane drawings to vendor for detailing | 24
overhead crane - pre-assembly at green lawn | 24
overhead crane / event - rail installation / weld on ground | 24
install tower crane piling | 24
gantry crane - review vendor drawings (st) | 24
gantry crane foundation - revise / ifc | 24
remove 2250 crane - from west side | 24
mobilisation of the land based cranes to site | 24
construction foundation bay1- installation of tower crane support | 24
install tower crane foundation | 24
transport cranes smm03 for umc | 24
erect tower crane | 24
tower crane foundations - owner approval | 24
gantry crane structural steel | 24
overhead crane - e&m fit-out and t&c | 24
install stg gantry crane [079] | 24
fabrication design, manufacturing, shop test crane smq for uqa | 24
gantry crane - addendum 1 | 24
gantry crane - prepare spec / ifr | 24
traveling bridge crane - revise / ifp / ifor | 24
overhead crane / event - rail installation / lift-up | 24
dismatle / remove tower crane | 24
tower crane fndn - revise / ifc | 24
condenser/stg/gantry crane piling - owner approval | 24
set & assemble tower crane 1 | 24
tower crane fndn - internal review | 24
pre-assembly tower umy & steel structure | 24
overhead crane - lift up and sit on position 2 of 2 | 24
tower crane piling - int./owner review | 24
set & assemble tower crane 2 | 24
tower crane fndn - design / ifr / ifoa | 24
crane walkway, steel platforms and staircases | 24
transport crane smq for uqa | 24
tower crane foundations - internal review | 24
traveling bridge crane - owner review | 24
fabrication design, manufacturing, shop test crane smm03 for umc | 24
tower crane foundations - ifr / ifoa | 24
contract review, preparation rfq crane smm01/02 for umc | 24
condenser/stg/gantry crane piling - internal review | 24
condenser/stg/gantry crane piling - design / ifr / ifoa | 24
gantry crane - review & respond to owner comments / revise / ifp / ifor | 24
install stg crane rail | 24
overhead crane / event - rail installation / clip down | 24
gantry crane foundation - design / ifr / ifoa | 24
overhead crane - lift up and sit on position 1 of 2 | 24
fabrication design, manufacturing, shop test crane smm01, 02 for umc | 24
gantry crane - review vendor drawings / return (el) | 24
install stg gantry crane rails | 24
gantry crane foundation - internal review | 24
gantry crane - technical bid analysis | 24
pre-assembly umy00y-a11/a41/d11/d41 (inside umc building) | 24
condenser/stg/gantry crane piling - revise / ifc | 24
tower crane piling - ifr / ifoa | 24
gantry crane - negotiate / award / ifc | 24
erection tower umy & steel structure | 24
tower crane foundations - revise / ifc | 24
submission and approval - purchase orders to sub-contractors of crane barges (e.g. for lifts greater than 300t) | 24
fabrication design, fabrication, transport, on site crane walkway umc | 24
gantry crane - vendor submit drawings (st) | 24
tower crane piling - revise / ifc | 24
tower crane 1 & 2 bottom section delivered to site | 24
fab & deliver stg gantry crane rebar | 24
bd - submission & approval - steel platforms lot1 20umc cep/ldk/crane walkway staircase | 24
gantry crane - owner approval of vendor | 24
gantry crane - issue vendor for owner approval | 24
construction foundation bay2- installation of tower crane support | 24
gantry crane - vendor fab/delivery | 24
submission and approval - purchase orders to sub-contractors of land based cranes (e.g. for large lifts between 50-300t) | 24
detail design / checker crane walkway umc | 24
overhead crane / event - rail installation / re-delivery of bolts | 24
gantry crane - internal review / revise | 24
position 2250 crane - west side | 24
gantry crane - addendum 2 | 24
move crane to position two | 24
gantry crane - review vendor drawings / return (st) | 24
gantry crane - vendor submit drawings (el) | 24
detail design / checker steel platform crane rails umc | 24
gantry crane - intake - vendor fab/delivery | 24
excavate and remove maxxer crane pad | 24
gantry crane - intake - negotiate / award / ifc | 24
overhead crane - unpack and checking | 24
mobilisation of the crane barge to site | 24
temp power for tower crane | 24
transport crane smm01/02 for umc | 24
gantry crane - owner review | 24
tower crane 1 & 2 remainder of equipment delivered to site | 24
erect crane in position one | 24
gantry crane - revise / ifp / ifor | 24
install grounding | 23
basic design in-/ outdoor grounding | 23
hrsg & ctg 1a grounding stingers - internal review | 23
hrsg & ctg grounding stingers - internal review | 23
fine grade for grounding | 23
quotation stage in- / outdoor grounding baw | 23
grounding test grounding system | 23
swyd grounding stingers - revise / check / ifc | 23
5kv grounding stingers - internal review | 23
release grounding holds | 23
swyd grounding stingers - design / check / ifr | 23
fence grounding details - internal review | 23
hrsg & ctg 1a grounding stingers - revise / check / ifc | 23
fence grounding details - revise / check / ifc | 23
5kv grounding stingers - design / check / ifr | 23
high voltage complete ground grid testing for bf | 23
hrsg fine grade for grounding | 23
stg neutral ground resistor | 23
hrsg & ctg 1a grounding grid stingers - design / check / ifr | 23
detail design in-/ outdoor grounding | 23
hrsg & ctg grounding stingers - revise / check / ifc | 23
5 kv grounding stingers - revise / check / ifc | 23
swyd grounding stingers - internal review | 23
catholic protection perform grounding test | 23
logistics and customs preparation in- / outdoor grounding baw | 23
hrsg & ctg 1b grounding stingers - internal review | 23
complete switchyard conduit, grounding | 23
hrsg & ctg grounding grid stingers - design / check / ifr | 23
stg grounding stingers - revise / check / ifc | 23
fence grounding details - design / check / ifr | 23
grounding measurement / grounding design report | 23
hrsg & ctg 1b grounding stingers - revise / check / ifc | 23
grounding supports | 23
manufacturing / shop test in- / outdoor grounding baw | 23
hrsg & ctg 1b grounding grid stingers - design / check / ifr | 23
transport in- / outdoor grounding baw | 23
complete station service conduit, grounding, overhead | 23
stg grounding stingers - internal review | 23
deliver grounding | 23
stg grounding stingers - design / check / ifr | 23
erect finger rack handrail/toeplate 1b (seq-5) | 22
erect stg rack steel handrail/toeplate (seq-7) | 22
bolt-up/rattle main rack (seq-4) | 22
bolt-up/rattle finger rack steel 1a (seq-2) | 22
erect finger rack grating 1a (seq-2) | 22
touch-up finger rack steel 1a (seq-1) | 22
erect finger rack handrail/toeplate 1b (seq-3) | 22
erect handrail/toeplate main rack (seq-4) | 22
erect stg rack steel grating (seq-6) | 22
bolt up and rattle stg electrical building steel | 22
erect grating main rack (seq-4) | 22
touch-up stg rack steel (seq-6) | 22
bolt-up/rattle finger rack steel 1b (seq-5) | 22
erect finger rack grating 1b (seq-3) | 22
bolt-up/rattle stg rack steel (seq-7) | 22
bolt-up/rattle finger rack steel 1b (seq-3) | 22
bolt-up/rattle stg elec bldg floor frame steel | 22
touch-up finger rack steel 1a (seq-2) | 22
erect stg rack steel handrail/toeplate (seq-6) | 22
erect stg rack steel (seq-6) phase 2 | 22
erect stg rack steel grating (seq-7) | 22
touch-up steel main rack (seq-4) | 22
erect stg rack steel (seq-6) | 22
touch-up finger rack steel 1b (seq-5) | 22
erect fingerrack steel 1a (seq-2) | 22
bolt up and rattle stg rack | 22
erect finger rack handrail/toeplate 1a (seq-2) | 22
erect finger rack handrail/toeplate 1a (seq-1) | 22
bolt-up/rattle 5kv swgr floor frame bldg steel | 22
erect stg rack steel (seq-7) phase 2 | 22
bolt-up/rattle finger rack steel 1a (seq-1) | 22
touch-up stg rack steel (seq-7) | 22
bolt-up/rattle stg rack steel (seq-6) phase 2 | 22
bolt-up/rattle stg rack steel (seq-7) phase 2 | 22
bolt-up/rattle 5kv swgr bldg steel | 22
erect finger rack grating 1a (seq-1) | 22
erect / bolt-up & rattle stg aux boiler rack steel | 22
bolt-up/rattle stg rack steel (seq-6) | 22
erect finger rack grating 1b (seq-5) | 22
erect finger rack steel 1b (seq-5) | 22
erect finger/main rack steel 1b (seq-3) | 22
erect finger/main rack steel 1a (seq-1) | 22
touch-up and final inspection finger rack steel 1b (seq-3) | 22
erect main rack (seq-4) | 22
erect stg rack steel (seq-7) | 22
turbine hall gl.1-5 /g2/g1-g (bay 2a) - kalbau | 21
turbine hall gl.7-10 (bay 1c) - embeds and subframe | 21
turbine hall area (gl.1-5) - cable containment (elect) | 21
turbine hall gl.1-5 /f-e (bay 4a) - kalbau | 21
turbine hall area (incl' switchgear block) - major electrical equipment on site | 21
turbine hall area / roof level - installation of photovoltaic power system | 21
turbine hall gl5-7 - cleats, purlins, bridging, bracing, etc | 21
turbine hall gl.7-10 (bay 4c) - kalbau | 21
turbine hall area (gl.5-7) - cable containment (elect) | 21
turbine hall gl.7-10 (bay 4c) - install steel beams and bracing at level +14.85 | 21
turbine hall gl.1-5 - insulation & kalzip | 21
turbine hall gl.7-10 (bay 2c) - install steel main and secondary beams at to level +10.8 | 21
turbine hall gl.7-10 / a-f - kalbau/ vb/ st clip/ insul./ kalzip | 21
turbine hall area - lightning pit and earth pit | 21
turbine hall gl.7-10 (bay 2c) - install steel beams and bracing at level +14.85 | 21
turbine hall gl.2-4 /e-d (bay 5a) - install upper roof steel structure | 21
turbine hall gl.1-5 /g-f (bay 3a) - kalbau | 21
turbine hall gl5-7 /h-g1 (bay 1b) - kalbau | 21
turbine hall - loft platform detector installation | 21
turbine hall gl.7-10 (bay 3c) - install steel main and secondary beams at to level +10.8 | 21
turbine hall area / loft level - installation of roof extraction fan | 21
turbine hall area (gl.8-10) - light fitting, power point, earthing point incl. final termination | 21
turbine hall gl.2-4 /d-c (bay 6a) - install upper roof steel structure | 21
turbine hall gl5-7 /b-a (bay 7b) - kalbau | 21
dw08 - construct roof of turbine hall(gl.f~g1 /5-7) after equip.installation on platfrom at +12.15 | 21
turbine hall gl.7-10 (bay 3c) - construct roof slab at level +14.85 | 21
turbine hall gl.5-7 - vapour barrier & st clips | 21
turbine hall (driven piles) | 21
turbine hall area (gl.1-5) - light fitting, power point, earting point incl. final termination | 21
turbine hall gl.2-4 /g2/g1-g (bay 2a) - install upper roof steel structure | 21
turbine hall gl.1-5 /d-c (bay 6a) - kalbau | 21
turbine hall gl.7-10 (bay 3c) - install steel beams and bracing at level +14.85 | 21
turbine hall gl.7-10 - cleats, purlins, bridging, etc | 21
turbine hall gl.7-10 (bay 3c) - construct floor slab at level +10.8 | 21
dw01 - construct roof of turbine hall (gl.b~c /1-5) after installation of main oh crane | 21
turbine hall gl5-7 /c-b (bay 6b) - kalbau (def_wk07 confirmed not required) | 21
turbine hall gl.1-5 - remaining works related to dog houses | 21
turbine hall gl.7-10 (bay 3c) - embeds and subframe | 21
turbine hall area / gl.1-5 - ductwork and fan installation (acmv) | 21
turbine hall - installation of fire alarm panels | 21
turbine hall gl.7-10 / f-k - kalbau/ vb/ st clip/ insul./ kalzip | 21
turbine hall gl.7-10 (bay 1c) - construct roof slab at level +14.85 | 21
turbine hall gl.1-5 /e-d (bay 5a) - kalbau | 21
turbine hall - testing and commisisoning to fs installation | 21
turbine hall - lift no.1 detector installation | 21
turbine hall gl5-7 /f-e (bay 3b) - kalbau | 21
turbine hall gl.2-4 /f-e (bay 4a) - install upper roof steel structure | 21
turbine hall gl.1-5 /h-g2/g1 (bay 1a) - kalbau | 21
turbine hall - installation of portable fire fighting equipment | 21
erect annex hall d5/d9/d12 secondary steel structure | 21
turbine hall gl.1-5 - vapour barrier & st clips | 21
dw03 - construct walls of turbine hall below +12.0(gl.k /5-7) after erection of condensate pipe rack & associated equip | 21
turbine hall gl.7-10 (bay 2c) - embeds and subframe | 21
turbine hall area (gl.8-10) - cable containment (elect) | 21
turbine hall - installation of detectors incl' wiring and termination | 21
turbine hall area / gl.5-7 - ductwork and fan installation (acmv) | 21
turbine hall area (gl.5-7) - light fitting, power point, earthing point incl. final termination | 21
turbine hall area - final ductwork and air grille / diffuser | 21
turbine hall gl.7-10 (bay 1c) - install steel main and secondary beams at level +10.8 | 21
turbine hall gl.1-5 /b-a (bay 8a) - kalbau | 21
turbine hall gl.7-10 (bay 2c) - construct floor slab at to level +10.8 | 21
dw05 - construct int.structural steel members of turbine hall below +23.9 (gl.a-c/11) | 21
turbine hall gl.2-4 /c-b (bay 7a) - install upper roof steel structure [deferred works] | 21
turbine hall (pre-bore socket h-piles) | 21
turbine hall gl.7-10 (bay 4c) - kalzip | 21
turbine hall gl.7-10 (bay 4c) - deferred opening | 21
turbine hall gl.1-5 /c-b (bay 7a) - install standing seam roof cladding [deferred works] | 21
turbine hall gl.5-7 - insulation & kalzip | 21
turbine hall area (high/ roof level) - cable containmen (elect) | 21
turbine hall gl5-7 /d-c (bay 5b) - kalbau | 21
turbine hall gl.7-10 (bay 2c) - construct roof slab at level +14.85 | 21
turbine hall gl5-7 /e-d (bay 4b) - kalbau | 21
turbine hall gl.7-10 (bay 1c) - install steel beams and bracing at level +14.85 | 21
turbine hall gl.2-4 /g-f (bay 3a) - install upper roof steel structure | 21
turbine building (gl001) - abwf works | 21
turbine hall gl.7-10 (bay 1c) - construct floor slab at level +10.8 | 21
70 - afa detection alarm | 20
high voltage test 5kv relays | 20
low voltage test alarms | 20
high voltage wiring checks on 5 kv sg | 20
dcs (to support backfeed) pre-commission and restoration walk | 20
complete switchyard panel testing (portions prior to backfeed) | 20
complete lightbulb testing (portions after backfeed) | 20
uninterruptible power perform loop checks | 20
complete dcs testing (portions after backfeed) | 20
pull cable - dcs (to support backfeed) | 20
high voltage verify dcs loops | 20
complete dcs testing (portions prior to backfeed) | 20
dcs (to support backfeed) notification of turnover walk to pgn | 20
complete remote checkout to ecc (portions after backfeed) | 20
complete lightbulb testing (portions prior to backfeed) | 20
medium voltage wiring checks on 480v breaker | 20
backfeed coordination (hv injection & interlock/intertrip tests) | 20
uninterruptible power power up inverter | 20
medium voltage test alarms | 20
high voltage function test 5 kv breakers | 20
milestone for dc power (105) | 20
loop checking | 20
milestone for high voltage (106) | 20
loop verfications | 20
dcs (to support backfeed) system turnover walk with pgn | 20
dcs (to support backfeed) complete turnover package | 20
uninterruptible power perform wiring/term checks | 20
dcs (to support backfeed) power up engineering work station | 20
preparation for loop checking | 20
complete switchyard panel testing (portions after backfeed) | 20
dcs (to support backfeed) turnover system | 20
medium voltage test 480v relays | 20
medium voltage verify dcs loops | 20
terminate - dcs (to support backfeed) | 20
complete remote checkout to ecc (portions prior to backfeed) | 20
backfeed coordination (document review) | 20
low voltage wiring checks on 120/208/240v breaker | 20
milestone for medium voltage (108) | 20
low voltage verify dcs loops | 20
dcs (to support backfeed) construction completion walk | 20
milestone for uninterruptible power (109) | 20
a/g circ wtr piping - review / revise / ifp / ifor | 19
lv swgr schematics - revise/ifoa | 19
plant communications - review / revise / ifp/ifor | 19
sample panel - review / revise / ifp/ifor | 19
plant communications - review / revise / ifp / ifor | 19
mv switchgear one line - design / check / ifr | 19
lv switchgear - internal review / revise | 19
lv swgr schematics - internal review | 19
mv switchgear - review / revise / ifp / ifor | 19
civil details - ifr / ifoa | 19
lv switchgear - prepare spec / ifr | 19
earthwork - revise / ifc | 19
lv mcc schematics - revise / check / ifc | 19
overall one line - revise / check / ifc | 19
instr encl - review / revise / ifp / ifor | 19
dc one line - design / check / ifr | 19
lv switchgear - review / revise / ifp/ifor | 19
lv swgr schematics - design / check / ifr/ifor | 19
mv switchgear - internal review / revise | 19
ctg datalink list - revise / check / ifc | 19
misc datalink list- ifr / ifor | 19
ctg datalink list- ifr / ifor | 19
lv mcc one line - revise / check / ifc | 19
lv swgr schematics - revise / check / ifc | 19
overall one line - design / check / ifr | 19
piping specialties - review / revise / ifp/ifor | 19
3-lines - design / ifr/ifoa | 19
general service piping - revise / ifc | 19
lv swgr schematics - receive owner comments | 19
transmitters - review / revise / ifp / ifor | 19
transmitters - revise / ifp / ifor | 19
condenser - review / revise / ifp/ ifor | 19
ccwc foundation - revise / ifc | 19
mv one line - design / check / ifr | 19
t/c & t/w's - review / revise / ifp / ifor | 19
lv mccs - review / revise / ifp / ifor | 19
wsac - review / revise / ifp/ifor | 19
lv mcc one lines- internal review/ifoa | 19
site security - review / revise ifor | 19
site plan - ifr / ifoa | 19
misc. buildings - revise / ifp / ifor | 19
lv mcc one line - design / check / ifr | 19
ccwc foundation - design / ifr / ifoa | 19
lv mcc schematics - design / check / ifr/ifoa | 19
3-lines - design / ifr | 19
switches - revise / ifp / ifor | 19
dc one line - revise / check / ifc | 19
switches - prepare spec / ifr | 19
3-lines - revise / ifc | 19
mv switchgear - prepare spec / ifr | 19
transmitters - prepare spec / ifr | 19
lv switchgear - review / revise / ifp / ifor | 19
lv mccs - review / revise / ifp/ifor | 19
lv switchgear - owner review | 19
lv swgr one line - design / check / ifr | 19
lv swgr schematics - design / check / ifr | 19
mv one line - revise / check / ifc | 19
site plan - revise / ifc | 19
civil details - revise / ifc | 19
lv swgr one line - revise / check / ifc | 19
misc. buildings - prelim / ifr | 19
datalink list ctg - revise / check / ifc | 19
ccwc - review / revise / ifp/ ifor | 19
earthwork- design / ifr / ifor | 19
lv mcc schematics - design / check / ifr/ifor | 19
mv switchgear - owner review | 19
lv mcc one lines - revise / check / ifc | 19
mv switchgear - review / revise / ifp/ifor | 19
switches - review revise / ifp / ifor | 19
plant communications - prepare spec / ifr | 19
datalink list stg - revise / check / ifc | 19
mv switchgear one line - internal review/ifoa | 19
lv mccs - prepare spec / ifr | 19
misc datalink list - revise / check / ifc | 19
datalink list misc.- revise / check / ifc | 19
stg datalink list - revise / check / ifc | 19
flow elements - revise / ifp / ifor | 19
lv mcc one line - design / check / ifr | 19
lv swgr schematics - owner approval | 19
mv switchgear one line - revise / check / ifc | 19
u/g circ wtr piping - review / revise / ifp/ifor | 19
install ctg 1c rotor air cooling pipe & supports (spg provided) | 18
install ctg 1b drains tank [133] | 18
install ctg 1a pilot gas filter separator [120] | 18
install ctg 1c drains tank [133] | 18
install ctg 1b fuel gas drains tank [119] | 18
install ctg 1a water injection skid [134] | 18
install ctg 1a fuel gas filter/separator [116] | 18
install ctg 1c fuel gas drains tank [119] | 18
install ctg 1b hydraulic control skid [179] | 18
install ctg 1a rotor air cooling pipe & supports (spg provided) | 18
erect & install ctg 1a rotor air cooler structure | 18
install ctg 1b pilot gas filter separator [120] | 18
install ctg 1b fuel gas filter/separator [116] | 18
install ctg 1a fuel oil pump skid [111] | 18
install ctg 1b compressor wash skid [135] | 18
install ctg 1b rotor air cooler [174] | 18
install ctg 1a rotor air cooler [174] | 18
install ctg 1c fuel oil pump skid [111] | 18
install ctg 1c compressor wash skid [135] | 18
install ctg 1a drains tank [133] | 18
install ctg 1b ct air inlet filter & evap [105] (including struct steel) | 18
install ctg 1a ct air inlet filter [105] (including struct steel) | 18
install ctg 1c rotor air cooler [174] | 18
install ctg 1a co2 fire protection skid [115] | 18
install ctg 1a ct air inlet filter & evap [105] (including struct steel) | 18
install ctg 1b water injection skid [134] | 18
install ctg 1c co2 fire protection skid [115] | 18
install ctg 1c fuel gas filter/separator [116] | 18
install ctg 1c exhaust diffuser/manifold | 18
install fuel oil forwarding pump fire protection [653] | 18
install ctg 1b ct air inlet duct & silencer | 18
install ctg 1c hydraulic control skid [179] | 18
install ctg 1b exhaust diffuser/manifold | 18
install ctg 1b co2 fire protection skid [115] | 18
install ctg 1c ct air inlet manifold | 18
install ctg 1a ct air inlet manifold | 18
set fuel oil forwarding pumps [041] | 18
install ctg 1a ct air inlet duct & silencer | 18
install ctg 1a fuel gas drains tank [119] | 18
install ctg 1a hydraulic control skid [179] | 18
erect & install ctg 1c rotor air cooler structure | 18
install ctg 1a exhaust diffuser/manifold | 18
install ctg 1b ct air inlet manifold | 18
install ctg 1c ct air inlet filter & evap cooler (105) includes struct. steel | 18
install fuel oil forwarding pumps [041] | 18
f/r/p ctg 1c fire protection co2 skid [115] fdn | 18
install ctg 1c air inlet duct & silencer | 18
install ctg 1a compressor wash skid [135] | 18
install ctg 1c water injection skid [134] | 18
wiring change for ctg 1a & 1b fire protection - edwards | 18
erect & install ctg 1b rotor air cooler structure | 18
f/r/p ctg 1b fire protection co2 skid [115] fdn | 18
install ctg 1b fuel oil pump skid [111] | 18
f/r/p ctg 1a fire protection co2 skid [115] fdn | 18
lp-1 - clean main & auxiliary bearing, prepare for assembly & install | 17
lp-1 - align elevation & centerline of bottom half of inner casing | 17
check radial run-out of final stage of outer shell of lp casing | 17
correct the alignment of lp inner casing if necessary & mount fitted keys for casing support | 17
check radial clearance of lp1 shaft seal | 17
alignment check gen-lp | 17
lp-1 - provisionally align lower section of shaft seal casing to shaft | 17
alignment check lp-gen (final) | 17
lp-1 - clean botton half shaft seal casing & attach to bearing pedestal | 17
lp-1 - pre-assemble cross over pipe | 17
assemble lp misc. internals | 17
lp-1 - lp1 side end walls on supporting arms, align & secure, prepare for assembly | 17
lp-1 - provisionally mount exp. joints for supporting arm & centering guide | 17
lp nozzle diaphragm alignment | 17
lp-1 - mount outer shell of inner casing & tighten casing joint bolts | 17
lp-1 - install atmospheric relief diaphragm into top half outer casing | 17
alignment lpt to lpg / adjust horizontal level | 17
check the radial clearance of the lp1 inner casing by means of adjusting screws | 17
alignment check lp-gen | 17
lp-1 - remove top half outer casing, clean, weld & finish joints on joint plane | 17
assemble lp casing atmospheric relief valve | 17
alignment check hip - lp rotor | 17
align lp1 bottom half shaft seal casing to coupled shaft assembly | 17
assemble coupling hip - lp | 17
assemble lp inner parts | 17
lp-1 - clean lp1 side casing & end walls, prepare for assembly | 17
lp-1 - drill & ream holes for fitting bolts in joint plane of outer casing | 17
horn up check for hip casing | 17
lp-1 - clean lp-1 shaft & prepare for assembly | 17
install lp outer lower casing | 17
lp-1 - fit bottom plate, align & tack weld | 17
lp-1 - radially & axially align bottom half inner casing to turbine shaft | 17
install and adjust assembled hip casing | 17
align hip and lp rotor for lp casing clearance check | 17
lp-1 - weld entire lp-1 outer casing | 17
assemble coupling guard (hip side& gen side) | 17
alignment lp1-outer casing to longitudinal and traverse axes and verticaly with defelction curve ma | 17
lp-1 - assemble cross over pipe | 17
install lp lower inner casing withtemp shim | 17
welding entire lp1-outer casing ma | 17
fit and welding lp1-steam inlet lines (incl. dissassembling) ma | 17
install lp outer upper casings | 17
lp-1 - insulate cross over pipe & turbine | 17
align hip and lp rotor for lp casing clearance check | 17
assemble coupling lp-gen (run out check) | 17
lp-1 - fit & weld bracing pipes for lp-1 casing | 17
lp nozzle diaphragm alignment & clearance check | 17
alignment check gen-lp (final) | 17
alignment check hip - lp | 17
lp-1 - align, mount & bolt down the lp-1 casing | 17
prepare and install lp inner lower | 17
set down and alignment lp1-bottom half inner casing in lp1-bottom half outer casing ma | 17
alignment check hip-lp rotor | 17
install lp outer upper t/g | 17
assemble coupling gen-lp (run out check) | 17
lp-1 - prepare & install side wall | 17
preliminary alignment lp1-turbine shaft and lp1-sealing casing and lp1-bottom half inner casing ma | 17
axial and radial alignment lp1-bottom half inner casing to shaft and blading clearance ma | 17
hip on base | 17
install f-stand and align lp casing | 17
fitting/welding/assembling cross over pipe lp1 ma | 17
assemble coupling guard (hip side & gen side) | 17
lp-1 - set down bottom half inner casing in bottom outer casing | 17
alignment hp vessel / ip and lp drum | 17
lp-1 - fix the inner casing radially & axially, check guide rods | 17
horn up check for hip casing (if required) | 17
install lp outer lower casings | 17
erection hp vessel / ip and lp drum | 17
lp-1 - mount top half cover & tighten casing joint bolts | 17
tightening lp outer horizontal bolt | 17
lp-1 - slide bellow type expansion joints onto lp-1 shaft | 17
lp-1 - align bottom half outer casing to longitunal & transverse axes & vertically | 17
assemble coupling hip-lp | 17
install lp upper inner casing | 17
lp-1 - check axial displacement of inner casing | 17
alignment check lp - gen | 17
provisionally mount of expansion joint for lp1-supporting arm and centering guide ma | 17
lube oil module - construct 1m high bund wall | 16
lube oil system ct-1a construction completion walk | 16
lube oil system ct-1a turnover system | 16
install lube oil platforms 1b | 16
install tubing - ct 1a lube oil | 16
cold commissioning lube oil transfer system mbv90 | 16
erection,ndt,pt lube oil transfer piping mbv90 | 16
design / manufacturing lube oil module 20mav | 16
lube oil ct1a fill oil reservoir | 16
ctg lube oil steel - owner approval | 16
lube oil system ct-1a complete turnover package | 16
quotation stage lube oil transfer systems mbv90 | 16
lube oil system ct-1b complete turnover package | 16
logistics and customs preparation lube oil module 20mav | 16
transport lube oil transfer systems mbv90 | 16
basic design / prep. lube oil transfer systems mbv90 | 16
lube oil system ct-1b turnover system | 16
lube oil system ct-1b pre-commissioning | 16
lube oil system ct-1a notification of turnover walk to pgn | 16
ctg lube oil access platforms | 16
electrical erection clean/dirty oil tank mbv90 | 16
detail design lube oil transfer systems mbv90 | 16
lube oil system ct-1c complete turnover package | 16
lube oil system ct-1c pre-commission and restoration walk | 16
ctg lube oil steel - revise / ifc | 16
terminate - ct 1a lube oil | 16
lube oil system ct-1a pre-commission and restoration walk | 16
lube oil system ct-1c pre-commissioning | 16
fabrication design, fabrication, transport, on site steel platform lube oil umc | 16
lube oil system ct-1c system turnover walk with pgn | 16
terminate - ct 1b lube oil | 16
terminate - common fuel oil | 16
install tubing - ct 1b lube oil | 16
transport lube oil modul mav | 16
terminate - ct 1a fuel oil system | 16
install instruments - ct 1b lube oil | 16
lube oil system ct-1c construction completion walk | 16
quotation stage lube oil module mav | 16
ctg lube oil steel - ifr / ifoa | 16
lube oil system ct-1b pre-commission and restoration walk | 16
prepare tec rfq doc lube oil module mav | 16
cold commissioning lube and lifting oil system incl. gen and gt | 16
lube oil fill oil reservoir | 16
lube oil system ct-1b notification of turnover walk to pgn | 16
bd- submission & approval clean / dirty oil tank mbv90 | 16
lube oil system ct-1a pre-commissioning | 16
mechanical erection clean/dirty oil tank mbv90 | 16
lube oil system ct-1a system turnover walk with pgn | 16
ctg lube oil steel - internal review | 16
lube oil ct 1b fill oil reservoir | 16
mechanical erection lube oil transfer pumps mbv90 | 16
lube oil system ct-1c turnover system | 16
lube oil system ct-1b system turnover walk with pgn | 16
electrical erection lube oil transfer piping mbv90 | 16
electrical erection lube oil transfer pumps mbv90 | 16
logistics and customs preparation lube oil transfer systems mbv90 | 16
manufacturing / shop test lube oil transfer systems mbv90 | 16
detail design / checker steel platform lube oil umc | 16
lube oil system ct-1c notification of turnover walk to pgn | 16
lube oil system ct-1b construction completion walk | 16
terminate - ct 1b fuel oil system | 16
transport lube oil module 20mav | 16
install instruments - ct 1a lube oil | 16
erection lube oil module umc 20mav | 16
install ctg 1c lube oil steel platforms | 16
terminate - hrsg steam side 1b | 15
pull cable - steam high pressure | 15
pull cable - hrsg 01b blowdown | 15
pull cable - hrsg flue gas 1b | 15
terminate steam high pressure cable | 15
terminate hrsg flue gas side 1b cable | 15
terminate - hrsg steam side 1a | 15
terminate hrsg 1-b blowdown cable | 15
terminate - steam low pressure | 15
terminate - steam high pressure | 15
pull cable - steam low pressure | 15
terminate steam cold reheat cable | 15
pull steam low pressure cable | 15
terminate steam low pressure cable | 15
pull hrsg 1-a blowdown cable | 15
pull cable - steam hot reheat | 15
pull hrsg flue gas side 1a cable | 15
pull hrsg steam side 1a cable | 15
pull cable - hrsg 01a blowdown | 15
terminate steam hot reheat cable | 15
pull hrsg flue gas side 1c cable | 15
terminate hrsg flue gas side 1a cable | 15
terminate hrsg 1-a blowdown cable | 15
terminate - hrsg flue gas 1a | 15
terminate hrsg 1-c blowdown cable | 15
pull steam hot reheat cable | 15
terminate hrsg steam side 1b cable | 15
pull cable - hrsg flue gas 1a | 15
pull cable - hrsg steam side 1b | 15
pull steam high pressure cable | 15
pull hrsg 1-b blowdown cable | 15
pull hrsg 1-c blowdown cable | 15
pull steam cold reheat cable | 15
pull cable - hrsg steam side 1a | 15
terminate - hrsg flue gas 1b | 15
terminate hrsg flue gas side 1c cable | 15
terminate hrsg steam side 1c cable | 15
pull hrsg steam side 1c cable | 15
pull hrsg steam side 1b cable | 15
pull cable - steam cold reheat | 15
pull hrsg flue gas side 1b cable | 15
terminate hrsg steam side 1a cable | 15
design / procurement / manufacturing gen. 20mka | 14
procurement / manufacturing gt intermediate shaft 20mb- | 14
erection mbx instrument air skid tank | 14
procurement / manufacturing gt special tools 20mb- | 14
logistics and customs preparation gen. 20mka | 14
transport to skidder heat exchanger 20pgb | 14
forwarding natural gas to gt20 | 14
manufacturing st generator mka incl. cooler mka70 | 14
transport to skidder service cooling water pump 20pcb (air cargo, needs to arrive at skidder 30.12.21) | 14
full speed no load gt20 | 14
insulation / complete erection gt20 - after burners installation | 14
transport mbx instrument air skid tank | 14
design / manufacturing instrument air skid tank mbx | 14
transport to skidder condensate recirc.pump 20lca51 | 14
transport st generator mka incl. cooler mka70 to port of export | 14
quotation stage gt accessory equipment / ccr / in-line components gt-piping mb | 14
design / manufacturing gt fuel gas strainer skid mbp | 14
quotation stage fuel gas strainer skid mbp | 14
transport gas turbine mb- to north sea port | 14
transport st enclosure mpb20 to north sea port | 14
erection fuel gas strainer skid mbp | 14
transport steam turbine ma- (hp/ip) to north sea port | 14
logistics and customs preparation gt intermediate shaft 20mb- | 14
transport gt supports 20mb- | 14
gt protection testing | 14
transport gt interconnecting piping mb- | 14
logistics and customs preparation gt supports 20mb- | 14
logistics and customs preparation mk- auxiliaries systems | 14
gt protection gt20 | 14
engineering updates for gt system | 14
transport to skidder ccw pump 20pgb (arrival at skidder no later than 10.01.22) | 14
transport gt auxiliaries mb- | 14
engineering / prepare rfq fuel gas strainer skid mbp | 14
design / manufacturing mk- auxiliaries systems | 14
logistics and customs preparation gt accessory equipment mb | 14
transport st lube oil module mav to north sea port | 14
transport to skidder condensate polishing pump 20ldk | 14
manufacturing generator skids 20mka | 14
installation emergency push button gt20 | 14
logistics and customs preparation generator skids 20mka | 14
procurement / manufacturing gt supports 20mb- | 14
design / manufacturing gt accessory equipment / ccr / in-line components gt-piping mb | 14
transport gen. 20mka | 14
logistics and customs preparation turning device 20mbk | 14
design / manufacturing turning device 20mbk | 14
transport generator skids mka | 14
cold commissioning fuel gas metering system for gt20 | 14
cold commissioning fuel gas components for gt20 | 14
cold commissioning gt20 including combustion chamber | 14
prepare tec rfq doc instrument air skid tank mbx | 14
transport gt accessory equipment mb | 14
transport gtgt fuel gas strainer skid mbp | 14
quotation stage instrument air skid tank mbx | 14
transport turning device 20mbk | 14
insulation / complete erection gt20 - before burners installation | 14
logistics and customs preparation gt fuel gas strainer skid mbp | 14
logistics and customs preparation gt special tools 20mb- | 14
placing of generator skids mka | 14
transport generator mk | 14
burners installation erection gt20 | 14
further assembly / piping / insulation gt20 | 14
logistics and customs preparation instrument air skid tank mbx | 14
concrete construction building foundation 20umc- part4 se concreting for tie beam | 13
string conductors for 115kv tie line | 13
concrete construction building foundation 20umc- part3 ne rebarwork for tie beam | 13
concrete construction building foundation 20umc- part3 ne concreting for tie beam | 13
concrete construction building foundation 20umc- part1 sw concrete pouring for tie beam | 13
string conductors for 230kv tie line | 13
install self-supporting structure foundations for 230kv line | 13
concrete construction building foundation 20umc- part4 se formwork for tie beam | 13
string conductor for 115kv east tie line | 13
concrete construction building foundation 20umc- part4 se rebarwork for tie beam | 13
frame/set self-supporting structures for 115kv tie lines | 13
concrete construction building foundation 20umc- part3 ne formwork for tie beam | 13
concrete construction building foundation 20umc- part2 sw concrete pouring for tie beam | 13
frame/set self-supporting structures for 230kv tie line | 13
concrete construction building foundation 20umc- part2 sw formwork for tie beam | 13
concrete construction building foundation 20umc- part1 sw rebarfixing for tie beam | 13
concrete construction building foundation 20umc- part1 sw formwork for tie beam | 13
string conductor for 230kv tie line | 13
frame/set h-frames & guyed angle structures for 230kv tie line | 13
concrete construction building foundation 20umc- part2 sw rebarfixing for tie beam | 13
install self-supporting line structure foundations for 115kv tie lines | 13
string conductor for 115kv west tie line | 13
frame/set h-frames & guyed angle stuctures for 115kv tie lines | 13
install lb pipework/valves/supports (firehouse) | 12
set intake pipe over canal | 12
install sb pipework/valves/supports (firehouse) | 12
install u/g pipe headers north of c/l 1a - trench - 5 | 12
install footers for pipe - c6b | 12
install u/g pipe header - trench 8 (west - true) | 12
install lower plant drain pipes | 12
set intake structure pipe across canal | 12
install small bore pipe/valves/supports from cw pump to u/g piping terminal point | 12
install large bore pipe/valves/supports from cw pumps to u/g piping terminal point | 12
install east road - north half underground pipe | 12
install plant drain laterals | 12
install small bore pipe/valves/supports (inside+outside) | 12
modify / repair / add supports to existing pipe - c5 / c5a | 12
install large bore pipe/valves/supports (inside+outside) | 12
install small bore pipe/valves on sleepers | 12
install u/g pipe header - trench 2a (south - true) | 12
install u/g pipe under west road | 12
install east road - south half underground pipe | 12
install 16" gravity pipe run #1 - s. basin to j.b. #2 | 12
hydrovac excavation for 16" gravity pipe run #1 - s. basin to j.b. #2 | 12
install large bore pipe/valves on sleepers | 12
install pipe/valves/supports (inside+outside) | 12
hydrovac excavation for 16" gravity pipe run #2 - j.b. #2 to j.b. #3 | 12
install u/g pipe headers under south road | 12
jack and bore sub installation of 30" gravity pipe to j.b. #1 | 12
hydrovac excavation for 30" between jack and bore and south basin | 12
install chemical feed, fire water & force main pipe under haul road | 12
install all hydrants/supports | 12
install u/g pipe service water header - trench 20,21,22 - sutton steam plant road | 12
install u/g pipe headers north of c/l 1a - trench - 7 | 12
install u/g pipe header - trench 11 (true - north) | 12
install u/g pipe headers - trench 6 (true east) | 12
install small bore pipe/valves/supports | 12
install a/g utility pipe on bridge across canal | 12
install large bore pipe/valves - remaining sections to pumps & u/g tp | 12
install pond to canal corridor u/g utility pipe | 12
install sb pipework/valves/supports | 12
install u/g pipe header - trench 12 (true west to east) | 12
install large bore pipe/valves/supports | 12
install west side risers to canal | 12
install u/g pipe header - trench 4 (west - true) | 12
install small bore pipe/valves - remaining sections to pumps & u/g tp | 12
install cw a/g pipe across canal bridge [461] | 12
install all pipepwork and supports | 12
install u/g pipe header - trench 2 (south - true) | 12
install u/g pipe headers north of c/l 1b - trench 9a | 12
install u/g pipe header - trench 13 (true west to east)) | 12
install pipe | 12
install pipeline to site | 12
install 16" gravity pipe run #2 - j.b. #2 to j.b. #3 | 12
install 30" gravity pipe - s. basin to jack and bore pit | 12
install lb pipework/valves/supports | 12
install remaining pipe (upper plant drain, inst air, demin water, wastewater, blowdown) | 12
paint intake pipe before setting across canal | 12
piping installation mag | 12
install u/g pipe header - trench 1 (west - true) | 12
install pipework | 12
install waste water pipe from east road to discharge structure | 12
install u/g pipe header - trench 3 (west - true) | 12
install u/g pipe headers under north road (night shift) | 12
install u/g pipe headers north of c/l 1b - trench 10 | 12
rough grading - design / ifr / ifoa | 11
rough grading - owner review | 11
prep subgrade for see c foundation | 11
warehouse area site grading and prep | 11
dirtwork / backfill for subgrade foundations c/l 1a | 11
site grading and prep - laydown area #c | 11
dirtwork for subgrage foundations c/l 1a - from mh 8 to north end | 11
dirtwork / backfill for subgrade foundations c/l 1b | 11
dirtwork for subgrade foundations c/l 1a - between mh 4 and mh 8 (night shift once resumes) | 11
dirtwork for subgrade foundations c/l 1c - north of mh 6 to n. road | 11
dirtwork for subgrade foundations c/l 1a - between mh 1 and mh 4 | 11
prep subgrade for see b slab | 11
site grading and prep - laydown area #b / guard shack | 11
trailer complex site grading and prep | 11
dirtwork for subgrade foundations stg | 11
rough grading - ifr / ifoa | 11
rough grading - owner approval | 11
laydown site grading and prep - 12 acres (w. of wh) | 11
site grading and prep - warehouse bldg area #a north | 11
rough grading - internal review | 11
rough grading - revise / ifc | 11
dirtwork for subgrade foundations c/l 1b - between mh 2 and mh 5 (night shift) | 11
prep subgrade for air inlet filter c slab | 11
parking area site grading and prep | 11
site grading and prep - trailer complex and parking area #a north | 11
site grading and prep - laydown area #a south | 11
prep subgrade for rotor removal b slab | 11
dirtwork for subgrade foundations c/l 1c - between mh 3 and mh 6 | 11
dirtwork for subgrade foundations c/l 1b - between mh 5 and mh 9 (night shift) | 11
fw platform - construct plinths for fw pump, con.recirculation pump, sampling skid, amonnia & phosphate dosing container | 10
point and patch stg foundation | 10
quality coordinator assessments - sst transformer sizing | 10
concrete protective coatings - revise / ifc | 10
roadworks - road marking and signs | 10
geotechnical subcontract ifp | 10
cwps - construct misc rc structures (i.e. footings, trenches, staircase and switchroom) | 10
misc. underground pipe / test / grout / tie-ins | 10
geotechnical subcontract award | 10
construct footings for chemical unloading bay and urea factilities | 10
basic design plant layout power block area (umc,upy,utg01/05,uha,uvm01,uey01,umx,umy,uhw,uhx,uba11,ula,uly01) | 10
dw10 - final reinstatement of access roads and pavement at turbine hall and hrsg area (i.e. wearing course) | 10
cwps - cast top slab of pumping station | 10
pave new access road to sc | 10
install misc. bop pumps / skids / grout / support | 10
cast-in-place-concrete - owner review | 10
geotechnical preliminary report | 10
build / pave road east of c/l 1a | 10
fw platform - construct base slab gl.k-s (= pipe bridge) | 10
build / pave east road incl trailer strg [097] | 10
site set-up / slab and cut prep | 10
geotechnical subcontract ifr | 10
asphalt repair | 10
set line structures in power block area | 10
f/r/p admin unloading dock and concrete paving (pco#3) | 10
concrete protective coatings - design / ifr / ifor | 10
roadworks - concrete pavements | 10
itp for - (00baw-01) earthing grid for back-energizing | 10
road design structural & final hydraulic calculations | 10
build / pave road east of c/l 1b | 10
build / pave north roads | 10
roadworks - install directonal signage | 10
build / pave south roads incl trlr strg [112] | 10
sleeperways (as per drawing ref. bpb /oaru /ga /1 /vaa /d1 /161 rev.4) | 10
misc. mechanical support / set equipment / grout / etc. | 10
concrete protective coatings - owner review | 10
itp for - (00baw-02) earthing grid complete | 10
cut slab into sections | 10
geotechnical report for fill material | 10
basic design plant layout fuel gas area | 10
hot-mix asphalt paving - internal / owner review | 10
remove grating and demo existing pipe inside concrete trench - c4 | 10
energisation of electrical cabinet 10ghc10gh001/2 | 10
plant design power core | 10
concrete protective coatings - internal review | 10
utility and gas trenches (as per drawing ref. bpb /oaru /ga /1 /vaa /d1 /161 rev.4) | 10
pave final roadways | 10
shaft a - cement mortar and with flooding with water | 10
hot-mix asphalt paving - design / ifr / ifor | 10
misc. pads & foundations | 10
structural - clean and close | 10
geotechnical final report | 10
misc. ductbank / underground support as needed | 10
piedmont materials on site | 10
fw platform - construct of remaining feedwater platform foundation and plinth | 10
hot-mix asphalt paving - issue for field procurement | 10
construct footings of false start & gt water tank to the south of hrsg | 10
earthing measurement | 10
geotechnical subcontract - owner review | 10
build / pave west road | 10
hot-mix asphalt paving - revise / ifc | 10
seismic report | 10
geotechnical field work completed | 10
geotechnical subcontract ifp / ifor | 10
pave/asphalt site roads | 10
construct footings of urea decomposition chamber to the east of hrsg | 10
plant design yard area | 10
basic design plant layout | 10
cast-in-place-concrete - design / ifr / ifor | 10
cast-in-place-concrete - revise / ifc | 10
quality coordinator assessments - electrical vault design | 10
misc studies/calcs | 10
prep / place and grade road base | 10
lay the earthing conductors from the equipment to designated earth pit | 10
procurement and delivery of conductor materials for earth mat | 10
point, patch, grout and joint seal | 10
set direct-burial structures | 10
process concrete for site removal | 10
concrete point & patch | 10
cwps - cast base slab | 10
basic design plant layout transformer area | 10
fw platform - construct base slab gl.s-v (= feedwater platform) | 10
build / pave road east of c/l 1c | 10
top coat pave wcsc access road | 10
installation of temporary roads at laydown area | 10
lv aux. power tx - construct 600mm deep foundation | 10
cast-in-place-concrete - internal review | 10
reinstall grating on concrete trench - c4 | 10
core drilling within 10uca | 10
lun to clp for energisation of electrical cabinet 10ghc10gh001/2 on 30-aug | 10
bd- submisson & approval - fire protection concept | 9
stg fire protection valve foundation - owner approval | 9
fire protection - review vendor drawings (me) | 9
pull cable - fo tanks & system (inc. fire protection) | 9
fuel oil tank fire protection construction completion walk | 9
install instruments - fo tanks & system (inc. fire protection) | 9
fuel oil fire protection valve/foam foundation - revise / ifc | 9
review by client for concept design documents | 9
fire protection valve/foam enclosure foundation - internal review | 9
duct burner skid foundation - design / ifr / ifoa | 9
client - review - detail design fire fighting | 9
fuel oil tank fire protection pre-commissioning | 9
fire protection - sub mobilization | 9
fuel oil system fire protection complete turnover package | 9
update of fire protection concept after bd alignment | 9
install admin building 2nd floor fire protection [754] | 9
install control room fire protection [781] | 9
ug fire protection - vendor fab/delivery | 9
fuel oil tank fire protection system pre-commission and restoration walk | 9
fire protection - owner review | 9
fuel oil tank fire protection system construction completion walk | 9
fire protection - review / revise / ifp/ifor | 9
install stg bearings fire protection [454] | 9
bd - review & approval - fire fighting design | 9
client - review - detail design fire main ring | 9
fuel oil system fire protection system | 9
fire protection - review vendor drawings / return (st) | 9
install stg fire protection valve house [076] | 9
stg fire protection valve foundation - ifr / ifoa | 9
fuel oil system fire protection pre-commissioning | 9
preparation of explosion protection concept for submission to bd | 9
fire protection- vendor submit drawings (me) | 9
fuel oil system fire protection pre-commission and restoration walk | 9
install stg lube oil fire protection [451] | 9
ug fire protection - owner review | 9
ug fire protection - issue for field procurement | 9
install water treatment building fire protection [755] | 9
fuel oil system fire protection construction completion walk | 9
duct burner skid foundation - receive owner comments | 9
fab and deliver fire protection [572] | 9
137 - form fs/314 submission to request fsd inspection | 9
fire protection concept for fsd approval | 9
fire barrier sealing | 9
fire protection - vendor submit drawings (st) | 9
fuel oil fire protection valve/foam foundation - owner approval | 9
fire protection valve/foam enclosure foundation - design / ifr / ifoa | 9
install fuel oil tank fire protection tubing | 9
fuel oil fire protection valve/foam foundation - internal review | 9
fuel oil tank fire protection complete turnover package | 9
install warehouse fire protection [753] | 9
fire protection concept for client review | 9
install stg mezz level fire protection [453] | 9
terminate - fo tanks & system (inc. fire protection) | 9
install warehouse upper floor fire protection [783] | 9
stg fire protection valve foundation - internal review | 9
fire protection - vendor fab/delivery | 9
fuel oil tank fire protection system turnover system | 9
duct burner skid foundation - internal review | 9
stg fire protection valve foundation - revise / ifc | 9
fire protection - negotiate / award / ifc | 9
updated explosion protection concept after alignment with client | 9
install tubing - fo tanks & system (inc. fire protection) | 9
fuel oil tank fire protection turnover system | 9
fo tank fire protection flow test and foam concentration test | 9
ug fire protection- internal review | 9
updated fire protection concept after alignment with client | 9
install maintenance shop fire protection [752] | 9
install stg ground floor fire protection [452] | 9
fire protection - receive vendor proposals | 9
fire protection - review vendor drawings / return (me) | 9
fire protection piping across canal [572] | 9
fire protection valve/foam enclosure foundation - receive owner comments | 9
test fire protection | 9
duct burner skid foundation - revise / ifc | 9
explosion protection concept for client review | 9
fuel oil tank fire protection system pre-commissioning | 9
fo tank fire protection prep & flush supply piping | 9
fire protection valve/foam enclosure foundation - revise / ifc | 9
fuel oil fire protection valve/foam foundation - ifr / ifoa | 9
fire protection- internal review / revise | 9
fire protection -negotiate / award / ifc | 9
preparation fire-/ explosion protection concept | 9
preparation final fire- / explosion prot. concept and escape route/fire protection dwgs | 9
intermediate fire- & explosion protection concept | 9
fuel oil tank fire protection pre-commission and restoration walk | 9
install dcs room fire protection [782] | 9
fuel oil tank fire protection system complete turnover package | 9
fire protection - prepare spec / ifr | 9
preparation final fire protection concept & escape route and fire protection dwgs | 9
install admin building 1st floor fire proection [751] | 9
fire barrier for wall penetrations in 20umc | 9
ug fire protection - negotiate / award / ifc | 9
updated fire protection concept after alignment with fsd | 9
ug fire protection- internal review / revise / ifp/ifor | 9
shut down outage for fsd inspection | 9
ug fire protection - prepare spec / ifr | 9
ug fire protection - prelim ifr /ifor | 9
preparation of fire protection concept for submission to bd | 9
fuel oil area foundation - design / ifr / ifoa | 8
compressed gas bottle shelter foundation - revise / ifc | 8
compressed gas bottle shelter foundation - receive owner comments | 8
compressed gas bottle bldg storage fdn - owner approval | 8
waste oil storage area bldg foundation - revise / ifc | 8
fuel gas area steel - design / ifr / ifoa | 8
compressed gas bottle bldg storage fdn - revise / ifc | 8
fuel oil unloading foundation - owner approval | 8
fuel gas area steel - revise / ifc | 8
install waste oil storage shelter fire protection [654] | 8
waste oil storage area bldg foundation - owner approval | 8
fuel oil unloading foundation - internal review | 8
delivery of waste oil storage shelter | 8
fuel oil area misc foundation - revise / ifc | 8
fuel gas area misc foundation - owner approval | 8
erect waste oil storage [096] shelter | 8
fuel oil unloading foundation - revise / ifc | 8
fuel gas area foundation - revise / ifc | 8
fuel oil corridor steel- internal review | 8
waste oil storage area foundation - receive owner comments | 8
fuel gas area misc foundation - internal review | 8
fuel gas area foundation - internal review | 8
fuel oil area misc foundation - owner approval | 8
waste oil storage area foundation - internal review | 8
fuel oil area misc foundation - ifr / ifoa | 8
erect ctrl/admin bldg waste oil storage [096] shelter | 8
fuel gas area misc foundation - revise / ifc | 8
fuel oil corridor steel - design / ifr / ifoa | 8
delivery of compressed gas bottle storage | 8
fuel oil area foundation - revise / ifc | 8
waste oil storage area foundation - design / ifr / ifoa | 8
waste oil storage area foundation - revise / ifc | 8
fuel gas area foundation - design / ifr / ifoa | 8
compressed gas bottle shelter foundation - internal review | 8
fuel oil area ductbank - internal / owner review | 8
fuel oil area ductbank - revise / ifc | 8
fuel oil unloading foundation - ifr / ifoa | 8
waste oil storage area bldg foundation - internal review | 8
compressed gas bottle bldg storage fdn - internal review | 8
fuel oil area steel - revise / ifc | 8
fuel oil area foundation - internal review | 8
fuel gas area steel - receive owner comments | 8
compressed gas bottle bldg storage fdn - ifr / ifoa | 8
fuel gas area misc foundation - ifr / ifoa | 8
fuel oil area misc foundation - internal review | 8
waste oil storage area bldg foundation - ifr / ifoa | 8
fuel oil area ductbank - ifr / ifor | 8
compressed gas bottle shelter foundation - design / ifr / ifoa | 8
fuel gas area steel- internal review | 8
fuel oil corridor steel - receive owner comments | 8
ultrafilter resolve work remaining list | 7
terminate solids dewatering / filter press cable | 7
install filter press area sludge thickener [630] | 7
install filter press area sec unit subst xfrmr [825] | 7
ultra filter checkout (211) | 7
quotation stage debris filter pbb | 7
ctg 1a filter house - load filter media | 7
solids dewatering / filter press wire/term checks | 7
ctg 1b filter house pre-media clean & close | 7
solids dewatering / filter press construction completion walk | 7
filter press precast manhole - design / ifr / ifoa | 7
install filter house | 7
filter press encl fndn - design / ifr / ifoa | 7
ctg 1a filter house pre-media clean & close | 7
ctg 1b filter house post media clean & close | 7
pull solids dewatering / filter press cable | 7
install filter press [659] enclosure | 7
filter press precast manhole - revise / ifc | 7
filter press precast manhole - internal review | 7
transport to skidder debris filter 20pdb | 7
install filter house support steel | 7
solids dewatering / filter press i&c calibration chckss | 7
ctg 1a filter house post media clean & close | 7
contract review, preparation rfq debris filter pbb | 7
placement baa below air filter house outer part 20baa | 7
logistics and customs preparation debris filter 20pdb | 7
quotation stage debris filter 20pdb | 7
manufacturing / shop test debris filter 20pdb | 7
detail design, manufacturing debris filter pdb | 7
solids dewatering / filter press turnover system | 7
detail design, manufacturing, shop test debris filter pbb | 7
solids dewatering / filter press complete turnover package | 7
solids dewatering / filter press system turnover walk with pgn | 7
detail design debris filter 20pdb | 7
install solids dewatering / filter press instruments | 7
transport debris filter pbb | 7
solids dewatering / filter press pdma motors | 7
solids dewatering / filter press breaker checks | 7
install filter press area sludge blowdown pumps [773] | 7
install filter press area u/g pipe | 7
ultrafilter chemical feed construction completion walk | 7
install solids dewatering / filter press cable tray / conduit | 7
erect water treatment / ultra filter building | 7
solids dewatering / filter press notification of turnover walk to pgn | 7
filter press encl fndn - revise / ifc | 7
delivery of filter press enclosure | 7
preparation rfq debris filter pdb | 7
filter press encl steel - revise / ifc | 7
solids dewatering / filter press place system in service | 7
preparation rfq debris filter 20pdb | 7
quotation stage debris filter pdb | 7
pull cable - ultrafilter | 7
ctg 1c filter house post media clean & close | 7
ctg 1c filter house pre-media clean & close | 7
ctg 1b filter house - load filter media | 7
install filter press tubing | 7
filter press encl fndn - internal review | 7
ultrafilter construction completion walk | 7
ultrafilter resolve p1 items | 7
ultra filter flush | 7
install equipment in filter press enclosure [659] | 7
terminate - ultrafilter | 7
filter press encl steel - design / ifr / ifoa | 7
install filter press stair tower | 7
filter press encl steel - internal review | 7
ultrafilter chemical feed resolve work remaining list | 7
transport debris filter pdb | 7
ctg 1c filter house - load filter media | 7
erect hrsg 1c top silencer and silencer steel | 6
lighting and small power inside noise enclosure feedwater pumps 20lac | 6
fg area misc steel (silencers)- ifr / ifoa | 6
steam silencers - issue vendor for owner approval | 6
transport st noise protection system mpb20 | 6
fg area misc steel (silencers) - revise / ifc | 6
erect hrsg 1a top silencer and silencer steel | 6
steam silencers - review vendor drawings (me) | 6
erection of noise enclosure feedwater pumps 20lac | 6
noise protection concept review / comments by customer | 6
cold commissioning ff co2 system for 20mpb noise enclosure sgj | 6
cold commissioning hvac for mpb noise enclosure | 6
steam silencers - vendor fab/delivery | 6
installation of fire detection system for gt noise enclosure mpb | 6
fg area misc steel (silencers)- owner approval | 6
logistics and customs preparation - (eu) 20pad noise att / piping / drift elim batch 1 | 6
manufacturing cooling tower - noise att / piping / drift elim - 20pad | 6
erect hrsg 1b top silencer and silencer steel | 6
steam silencers - internal review / revise | 6
steam silencers owner review | 6
90 - construction noise permit | 6
paint - hrsg b silencers | 6
fg area misc steel (silencers)- internal review | 6
noise protection concept finalisation | 6
steam silencers - vendor submit drawings (me) | 6
transport (eu) 20pad noise att / piping / drift elim batch 2 | 6
steam silencers - prepare spec / ifr | 6
steam silencers - negotiate / award / ifc | 6
fabrication design cooling tower - noise att / piping / drift elim - 20pad | 6
noise protection concept | 6
steam silencers - review vendor drawings / return (me) | 6
steam silencers - technical bid analysis | 6
steam silencers -receive vendor proposals | 6
transport (eu) 20pad noise att / piping / drift elim batch 1 | 6
steam silencers - review / revise / ifp/ifor | 6
logistics and customs preparation - (eu) 20pad noise att / piping / drift elim batch 2 | 6
procurement material cooling tower - noise att / piping / drift elim - 20pad | 6
paint - hrsg a silencers | 6
drainage diversion els 1st amendment | 5
terminate - sanitary sewer | 5
waste water - ows, basin & outfall construction completion walk | 5
waste water - plant drains turnover system | 5
test plant drain laterals | 5
waste water - ows, basin & outfall pre-commissioning | 5
notify ncdenr prior to waste water su | 5
drainage diversion - consent | 5
storm drainage - issue for field procurement | 5
chemical waste water discharge license | 5
waste water - ows, basin & outfall pre-commission and restoration walk | 5
provide/extend/relocate sitewide drainage system | 5
drainage diversion els 1st submission | 5
fab and deliver blowdown, traps and drains [218] | 5
waste water - plant drains complete turnover package | 5
drain checkout (611). | 5
drainage diversion 1st amendment (structural) | 5
sanitary sewer notification of turnover walk to pgn | 5
fab and deliver plant drains [521] | 5
sanitary sewer system turnover walk with pgn | 5
133 - certificate of completion of drain tests | 5
fab and delivery sanitary drains [578] | 5
site drainage a&a works & site demob | 5
transport process drains treatment gn- | 5
91 - waste water discharge license | 5
storm drainage- owner review | 5
pull cable - sanitary sewer | 5
pull sanitary sewer cable | 5
perform breaker checks (waste water) | 5
drainage diversion resubmission (structural) | 5
water treatment sanitary drains sb [578] | 5
storm drainage - revise / ifc | 5
detail design, manufacturing, shop test process drains treatment gn- | 5
storm drainage report and calculations - ifoa | 5
pgn issue to agency - atc/modifications or new waste water | 5
atc/modification or new waste water treatment systems - submit to pgn (engineering) | 5
terminate sanitary sewer cable | 5
drainage diversion gbp | 5
89 - billing account for construction waste disposal | 5
waste water - plant drains pre-commission and restoration walk | 5
install instruments - sanitary sewer | 5
waste water - ows, basin & outfall turnover package | 5
install drainage pipe | 5
test waste water | 5
sanitary sewer complete turnover package | 5
drain tests and reports | 5
waste water - plant drains pre-commissioning | 5
test plant drains | 5
storm drainage- design / ifr | 5
92 - waste chemical disposal | 5
drainage diversion resubmission (drainage plans) | 5
drainage diversion 1st submission | 5
storm drainage- internal review | 5
agency issue permit - atc/modifications or new waste water | 5
install sanitary sewer instruments | 5
prepare drainage diversion submission | 5
sanitary sewer turnover system | 5
fab and deliver wastewater drains [526] | 5
install storm water drainage system | 5
waste water - plant drains construction completion walk | 5
sanitary sewer construction completion walk | 5
waste water - ows, basin & outfall turnover system | 5
shaft a - 13th layer of skin wall achieve required strength | 4
shaft f - building services installation | 4
shaft f - construct permanent shaft wall (pour 3 of 8) | 4
shaft a - get the shaft ready for receiving tbm | 4
shaft e/ grout block - jet grout assessment report (af tbc) | 4
shaft f - construct permanent shaft wall (pour 4 of 8) | 4
shaft e - utilities diversion | 4
testing to cwp between shaft e and shaft f (part 1 of 2) | 4
shaft a - construct 10th layer of 250mm skin wall | 4
shaft a - dewatering / observation wells (x 6 nos.) | 4
grouting and welding to cwp between shaft e and shaft f (part 1 of 2) | 4
shaft f - grout curtain (behind pipe pile wall) (total drilling 1950m) | 4
shaft f - grout blocks (at launching areas) (total drilling 1822m) | 4
shaft e - cast base slab /skin wall | 4
shaft e - break through the pipe pile wall for launching tbm | 4
shaft a - grout curtain (behind pipe pile wall) (total drilling 1271m) | 4
shaft f - install vertical sections and precast stair wells including mass fill | 4
shaft a - construct 12th layer of 250mm skin wall | 4
shaft f - cast base slab and bottom skin wall | 4
shaft a - construct 11th layer of 250mm skin wall | 4
shaft a - ba8 consent for pile wall opening | 4
shaft a - grout blocks (at receiving area) (total drilling 830m) | 4
shaft a - 11th layer of skin wall achieve required strength | 4
shaft e - set up and launch tbm to shaft f | 4
shaft f - receive tbm and demob off site | 4
shaft f - grouting and welding cwp between shaft a and shaft f | 4
shaft a/ grout block - jet grout assessment report | 4
shaft f - ba8 consent for pile wall opening | 4
shaft e - grout curtain (behind pipe pile wall) (total drilling 1490m) | 4
shaft f - construct permanent shaft wall (pour 2 of 8) | 4
shaft f - 610 dia. pipe pile wall @ 750 c/c (57 nos., total driving 2223m) | 4
shaft f - install bulkhead and flooding the shaft (e drive) | 4
shaft f - construct maintenance access shaft and emergency access shaft | 4
shaft e - 610 dia. pipe pile wall @ 750 c/c (52 nos) | 4
shaft a - receive tbm and demob off site | 4
shaft f - break through pipe pile wall for tbm driving to shaft a | 4
shaft a - cast bottom skin wall, base slab and receiving platform | 4
event 011f - shaft f - ba8 for full scale grout block and excav below -9.6 mpd | 4
shaft f - set up and launch micro tbm to shaft a | 4
testing to cwp between shaft e and shaft f (part 2 of 2) | 4
shaft f - construct permanent shaft wall (pour 7 of 8) | 4
shaft e /grout block - core sample | 4
shaft f - construct the top slab of permanent shaft (with temporary opening for material delivery) | 4
shaft f/ grout block - formal test report issued for submission in 7 calendar days (ad tbc) | 4
shaft a - break through pipe pile wall and at the tbm receiving areas | 4
shaft f - micro tunneling and pipe jacking from shaft e (part 2 of 2) | 4
shaft f - break through pipe pile wall for tbm driving from shaft e | 4
event 011a - shaft a - ba8 for full scale grout block and excav below -4.6 mpd | 4
shaft a - 9th layer of skin wall achieve required strength | 4
shaft f - micro tunneling and pipe jacking to shaft a | 4
shaft a - construct rocket slab & open pipe pile wall | 4
shaft e - micro tunneling and pipe jacking to shaft f (part 1 of 2) | 4
shaft f - seal up pipe penetrations through the top slab | 4
shaft f /grout block - core sample after 21 days from grout installed (ad tbc) | 4
grouting and welding cwp between shaft e and shaft f (part 2 of 2) | 4
shaft d - utilities diversion | 4
shaft f - testing to cwp between shaft a and shaft f | 4
shaft e - ba8 consent for pile wall opening | 4
shaft f - construct permanent shaft wall (pour 6 of 8) | 4
shaft f - construct permanent shaft wall (pour 1 of 8 / standard lift 3m) | 4
shaft a - 610 dia. pipe pile wall @ 750 c/c (41nos, total driving 1558m) | 4
shaft a /grout block - full core samples | 4
shaft e - grout block (at lunching area) | 4
shaft f - construct permanent shaft wall (pour 5 of 8) | 4
shaft f - demob launching rails (f drive) and install retrieval rails (e drive) | 4
shaft a - construct 13th layer of 250mm skin wall | 4
event 011e - shaft e - ba8 for full scale grout block and excav below -1.6 mpd | 4
pt, re-installation pipes / valves 11lba10 (turboset) | 3
installation hp-valve maa | 3
transport st bypass valves 20man | 3
pressure safety valves - negotiate / award / ifc | 3
fg ball valves - technical bid analysis | 3
1a-210-mvb-1242a possible warranty work valve short strokes (velan onsite) | 3
crh non-return valves - review vendor drawings / return (me) | 3
valve fp-602 | 3
hose valves/stations fp-307 | 3
e&ic installation st stop and control valves | 3
fg ball valves - internal review of spec | 3
valve fp-212 | 3
pt, re-installation pipes / valves lba10 | 3
fg ball valves - vendor fab/deliver | 3
logistics and customs preparation st bypass valves 20man | 3
install deluge pipework/valves/sprinklers | 3
manufacturing maw valves | 3
logistics and customs preparation hp/ip/lp valves | 3
crh non-return valves - owner approval of vendor | 3
crh non-return valves - negotiate / award / ifc | 3
fg ball valves - issue vendor for owner approval | 3
69 - sprinkler local application | 3
valve fp-312 | 3
valve fp-301 | 3
valve house fp-404 | 3
installation of maw valves in module 20maw10y | 3
crv & msv - commission steam valves | 3
install by pass valves | 3
typ valves ei's - internal review | 3
pressure safety valves - internal review / revise | 3
pressure safety valves owner review | 3
valve fp-309 | 3
installation and alignment reheat stop and control ip-valve mab | 3
conduit install valve house - elect | 3
pressure safety valves -receive vendor proposals | 3
pressure safety valves - review vendor drawings (me) | 3
fg ball valves - negotiate / award | 3
crh non-return valves - issue vendor for owner approval | 3
fg ball valves - owner approval of vendor | 3
removal inserts of emergency stop valves | 3
fg ball valves - review vendor drawings (me) | 3
valve fp-303 | 3
logistics and customs preparation maw valves | 3
safety valves testing, 1st. baseload gt20 | 3
pipe - replace defective 1" lance valves with lt lance valves | 3
attach spring supports for by pass valve | 3
crh non-return valves - internal review / revise | 3
pressure safety valves - vendor fab/delivery | 3
manufacturing valves > 2" hrsg20 | 3
typ valves ei's - ifr/ ifoa | 3
pt, re-installation pipes / valves lbb-lbc80 | 3
pull wire valve house - elect | 3
fg ball valves - vendor submit drawings (me) | 3
valve fp-307 | 3
transport st valves to fabricator | 3
pressure safety valves - technical bid analysis | 3
transport st valves (for mal00y module) to module assembly shop | 3
5kv setting valve house - mech | 3
logistics and customs preparation valves > 2" hrsg20 | 3
transport valves > 2" hrsg20 | 3
pneumatic valve commisioning | 3
conduit install stg valve house - elec | 3
fg ball valves - receive vendor proposals | 3
temporary inserts installation for emergency stop valves | 3
address valve 1a-210-abv-4440b issue | 3
pressure safety valves - review vendor drawings / return (me) | 3
valve house fp-308 | 3
crh non-return valves - vendor fab/delivery | 3
cold commissioning hp- / lp- valves -maa/b | 3
crh non-return valves - technical bid analysis | 3
build valve w/ hydro kit | 3
crh non-return valves - owner review | 3
install & align main stop & control valves | 3
crh non-return valves - vendor submit drawings (me) | 3
valve fp-213 | 3
pneumatic valve commissioning | 3
valve fp-311 | 3
install & align steam supply valves & bolt | 3
valve fp-308 | 3
procurement valves | 3
typ valves ei's - revise / ifc | 3
fg ball valves - owner review | 3
install & align rh stop & control valves | 3
pull wire stg valve house - elec | 3
crh non-return valves - review vendor drawings (me) | 3
crh non-return valves -receive vendor proposals | 3
install pipework/valves/sprinklers | 3
valve fp-604 | 3
pt, re-installation pipes / valves 11lba80 (turboset) | 3
transport st maw valves (air freight) | 3
pressure safety valves - vendor submit drawings (me) | 3
valve house fp-602 | 3
valve fp-601 | 3
crv & msv - checkout, calibrate & commission steam valves | 3
transport valves | 3
typ valves ei's - owner approval | 3
quotation stage st bypass valves man | 3
installation of maw valves in module 20maw50y | 3
fg ball valves - vndr fab/deliver | 3
prepare tec rfq doc st bypass valves man | 3
pipe - replace 3ea. 1" globe bypass valves | 3
1a-210-mvb-1242b possible warranty work valve will not operate (velan onsite) | 3
installation all valve actuators for main steam, reheat stop and control valves | 3
pressure safety valves - issue vendor for owner approval | 3
install circ water valve access platform | 3
valve commissioning | 3
valve fp-404 | 3
pt, re-installation pipes / valves 20lba80 (bop) | 3
stg setting valve house - mech | 3
procurement control valves | 3
heat trace (design, supply, and installation) - issue vendor for owner approval | 2
installation of heat tracing gt20 | 2
system setup thermodyn. diagn. at plant shop test field | 2
contract review / prep. heat exchanger pgb | 2
cold comm - isolation test, ratio test | 2
electrical - wire pulls to added ct heaters | 2
unit cool down | 2
heat trace (design, supply, and installation) - vendor submit drawings (el) | 2
heat balance - owner approval | 2
transport thermodyn. diagnosis server | 2
transport heating surfaces hrsg20 module5 | 2
transport heating surfaces hrsg20 module3 | 2
heat trace (design, supply, and installation) - receive vendor proposals | 2
install hrsg 1b heat trace | 2
transport heating surfaces hrsg20 module6 | 2
placing hotwell | 2
heat trace (design, supply, and installation) - prepare spec / ifr | 2
install heat tracing branch circuit raceways | 2
electrical - install buckets for heaters in mcc and finish terminations | 2
transport heating surfaces hrsg20 module4 | 2
heat trace - ifp / ifor | 2
transport heat exchanger pgb | 2
heat balance - ifoa | 2
cold large bore stress analysis | 2
install stg heat trace | 2
preliminary product manual thermodyn. diagn. | 2
co#127 - ct heaters | 2
terminate heat tracing branch circuit wiring | 2
finalizing cold comm - torquing of connections | 2
thermal control | 2
design data sheets heat exchanger pgb | 2
cold start test, internal pefromance test @ 50%cc | 2
install hrsg 1a heat trace | 2
cold comm - current trafo test, voltage trafo test | 2
heat trace - exception completion | 2
heat trace - review vendor drawings (el) | 2
spring can cold sets | 2
cold comm - energization of cabinet | 2
heat trace (design, supply, and installation) - technical bid analysis | 2
heat balance - revision - issue before performance testing | 2
install c/l 1b heat trace | 2
logistics and customs preparation heat exchanger 20pgb | 2
heat trace - negotiate / award / ifc | 2
erection thermodynamic server | 2
transport heating surfaces hrsg20 module1 | 2
pull heat tracing branch circuit wiring | 2
install ctg 1a heat trace | 2
heat trace - receive vendor proposals | 2
install heat trace cable on pipe | 2
electrical - terms on added heaters | 2
procurment / pre-fabrication heat exchanger 20pgb | 2
heat trace - vendor submit drawings (el) | 2
heat trace (design, supply, and installation) - review / revise / ifp/ifor | 2
heat trace (design, supply, and installation) - review vendor drawings / return (el) | 2
transport heating surfaces hrsg20 module2 | 2
detail design / manufacturing heating surfaces hrsg20 | 2
heat balance - receive owner comments | 2
heat trace - sub mobilization | 2
heat trace - technical bid analysis | 2
heat trace (design, supply, and installation) - negotiate / award / ifc | 2
electrical - mount added heaters | 2
heat trace (design, supply, and installation) - internal review / revise | 2
install ctg 1b heat trace | 2
alignment and installation of modules (heating surfaces) | 2
heat trace (design, supply, and installation) - owner review | 2
check resistance temperature detector and thermocouples | 2
warm test / excitation test | 2
preparation rfq heat exchanger pgb | 2
install heat trace | 2
heat balance - preliminary | 2
heat trace (design, supply, and installation) - vendor fab/delivery | 2
heat tracing checkout and tranformer testing | 2
heat balance - final | 2
fabrication design, procurement, pre-fabrication heat exchanger pgb | 2
electrical - conduit to added ct heaters | 2
logistics and customs preparation heating surfaces hrsg20 | 2
paint - heat trace support | 2
detail design heat exchanger 20pgb | 2
detailed planning thermodyn. diagn. | 2
water balance - ifoa | 2
install c/l 1a heat trace | 2
install d/b #15 - from mh #7 to intake structure | 1
intake area misc foundation - owner approval | 1
intake/discharge area steel - revise / ifc | 1
install intake structure firewater pump enclosure [006] | 1
intake structure - ifr / ifoa | 1
intake area misc foundation - revise / ifc | 1
intake cws sb [461] | 1
install intake 90" cw pipe condenser area to intake structure | 1
quotation stage air intake system mbl | 1
install intake structure ina a/g pipe [543] | 1
installation of inlet air duct support platform | 1
intake misc steel - ifr / ifoa | 1
installation of air intake cone and filters | 1
install permanent sheeting @ intake structure | 1
installation of air inlet duct (remaining) | 1
intake misc. steel - owner approval | 1
install gantry crane hoist @ intake structure | 1
transport air intake system mbl to port of export | 1
form and pour intake mud mat | 1
gantry crane - intake - review vendor drawings (st) | 1
install intake structure cw a/g pipe [461] | 1
intake misc. steel - ifr / ifoa | 1
set intake pipe (from fdn 2 to fdn 3) | 1
install intake structure cwt sb [463] pipe | 1
set intake pipe (from fdn 4 to pumps) | 1
bd approval letter - air intake external / internal portion | 1
intake / bop instrument air resolve p1 items | 1
intake structural steel - design / ifr / ifoa | 1
cabling to / inside water intake | 1
gantry crane - intake - vendor submit drawings (st) | 1
remove cofferdam @ intake structure | 1
dam - intake/outake preliminary sketches | 1
intake misc. steel - internal review | 1
installation of air inlet duct (inlet plenum damper and transition piece) | 1
strip intake structure slab 1 | 1
f/r/p misc foundations intake area | 1
transport air intake system mbl | 1
intake / bop instrument air construction completion walk | 1
intake structure - preliminary design for constructability review | 1
install intake structure ina sb a/g pipe [543] | 1
intake structure foundations - internal review | 1
backfill intake cw pipe - condenser to intake structure | 1
cut slopes at intake and discharge structures | 1
bd submission & approval - air intake external / internal portion | 1
intake misc. steel - revise / ifc | 1
transport air intake system air intake system 20mbl | 1
intake area foundation - receive owner comments | 1
intake/discharge area steel - internal review | 1
intake misc steel - revise / ifc | 1
intake structure foundations - revise / ifc | 1
install intake structure aux circulating water pump [017] | 1
intake structure - revise / ifc | 1
intake structure foundations - receive owner comments | 1
cabling gt to air intake 20mbl | 1
intake area foundation - revise / ifc | 1
placing gt air intake lower part 20mbl | 1
precast concrete intake chamber fabrication drawing - ro review and comment | 1
install dewatering system intake structure | 1
pre-assembly gt air intake mbl lower part & inner cone before gt 20 | 1
f/r/p intake structure slab 1 | 1
intake area foundation - internal review | 1
intake area misc foundation - internal review | 1
intake structure - internal review | 1
intake/discharge area steel - receive owner comments | 1
logistics and customs preparation air intake system 20mbl | 1
intake structural steel - internal review | 1
precast concrete intake chamber fabrication drawing - preparation and submission to ro | 1
intake misc steel - internal review | 1
intake / bop instrument air system walk with pgn | 1
intake area misc foundation - ifr / ifoa | 1
grout & align intake structure fire pumps & equip in enclosure [006] | 1
fabrication and delivery of precast concrete intake chamber | 1
install intake structure fire pumps & equip in enclosure [006] | 1
set intake structure fire pumps & equip in enclosure [006] | 1
intake structure foundations - design / ifr / ifoa | 1
install intake structure circ water elect enclosure [007] | 1
intake structure - owner approval | 1
install intake structure sheets / whalers / structural | 1
install intake structure cws lb/sb a/g pipe [461] | 1
drive sheet pile intake structure | 1
precast concrete intake chamber - submission of quality plan and inspection plan (approval status tbc) | 1
set intake pipe (from fdn 1 to fdn 2) | 1
intake structural steel - revise / ifc | 1
remove sheetpile whaler intake structure | 1
air intake & bus duct installation / construction period | 1
pull sheets at intake | 1
intake area foundation - design / ifr / ifoa | 1
set air inlet duct lower plenum on foundation mbl | 1
set intake structure circulating water pumps [016] | 1
e- and i&c- erection air intake system 20mbl | 1
erection air intake silencer baffels 20mbl | 1
pour sog intake | 1
set intake pipe (east canal fdn to fdn 1) | 1
intake/discharge area steel - design / ifr / ifoa | 1
install intake/discharge 90" cw pipe manifold at condenser | 1
detail design air intake system 20mbl | 1
set pre-cast columns at intake | 1
install intake structure circulating water pumps [016] | 1
erection cable trays air intake system 20mbl | 1
pre-assemble of air intake system | 1
intake misc steel - owner approval | 1
intake / bop instrument air resolve work remaining list | 1
splitters and fillets intake structure | 1
intake structural steel - receive owner comments | 1
manufacturing air intake system 20mbl | 1
detail design / manufacturing air intake system mbl | 1
install intake structure pump encl fire prot a/g pipe [572] | 1
set intake pipe (from fdn 3 to fdn 4) | 1
lp tops off wiring (after welding condenser and after grout) | 0
lp tops off wiring (before welding condenser) | 0
seal weld hrsg 1a casing between aa-ag | 0
placing steam shell (lower part) and connection/welding to hotwell mag20 | 0
installation of ipb cabinet (neut. grd, sec ct, earthing, pressure red., h2 purge) | 0
assembly main pieces pf diffuser / welding shells | 0
connection and welding of rear cover | 0
lp tops on wiring (after welding condenser) | 0
install breach assemblies in place, fit up and weld | 0
seal weld hrsg 1b casing between aa-ag | 0
assembling and welding of nozzles into the steam dome mag20 | 0
set (slide in) condenser & align to lp turbine | 0
stg condenser internal support welding | 0
assembly and welding of condensate drain tank | 0
tigtening of boltsx-over expansion bellows | 0
bolt hole seal weld leak at flange between column b &c west side unit 1a | 0
modules welding | 0
fitting and welding of guide bolts and stiffening plates | 0
intermediate alignment / placing and welding expansion joint to diffuser 20mbr | 0
install and set expansion bellows and crossover pipe (tightening bolts) | 0
install and set expansion bellows and x-over (pipe welding) | 0
fab pieces 22, 23, sx24 | 0
mechanical - ctg-b diffuser expansion joint re torque/weld lock bars | 0
stg condenser internal support welding | 0
connection and welding of rear cover mag20 | 0
seal weld leak column r east side unit 1a | 0
position & align coupling flanges, bore out & hone bolt holes | 0
seal weld leak scr floor column m both sides unit 1a | 0
install/align/weld ipb | 0
assembling and welding of condenser neck walls and neck bracing mag20 | 0
lp tops on wiring (before welding condenser) | 0
mechanical - ctg-a diffuser expansion joint re torque/weld lock bars | 0
fitting and welding of fixing and guide points mag20 | 0
weld & pretension turbine supports | 0
erect, set and weld r14, r15, r16, r17 | 0
weld lugs of compressor supports | 0
installing protective covers for cooling tubes | 0
installing protective cover for cooling tubes in the steam shell (upper) mag20 | 0
welding condenser and lp casing | 0
construct shell assemblies r2, r10 through r25 at staging area | 0
fab piece 19, sx20, 21 intake pipe | 0
placing steam shell (lower part) and connection weld | 0
fitting and welding of fixing and guide points | 0
assemble and weld nozzles into steam dome | 0
seal weld hrsg 1a casing between ag-f | 0
alignment of condenser steam shell | 0
seal weld hrsg 1b casing between f-t | 0
welding of condenser to lp turbine | 0
seal weld hrsg 1a casing between f-t | 0
transmission installation of tie wires complete | 0
seal weld leak scr floor column l both sides unit 1b | 0
seal weld hrsg 1b casing between ag-f | 0
seal weld leak column c west side unit 1a | 0
assembly and welding of condensate drain tank mag | 0
alignment of condenser steam shell mag20 | 0
setting and welding cooler casings | 0
fitting of condenser to lp turbine mag20 | 0
welding / insulation / touch-up diffusor 20mbr (before gt final position) | 0
placing steam shell (upper part) and connection/welding to lower part mag20 | 0
setting and welding cooler casing | 0
erect, set and weld r11, r12, r13 | 0
installing protective cover for cooling tubes in the steam shell (lower) mag20 | 0
seal weld leak column g west side unit 1a | 0
erect, set and weld r22, r23, r24, r25 | 0
fitting/welding of guide bolts and stiffening plates and nozzles in the bottom plate mag20 | 0
erect, set and weld r18, r19, r20, r21 | 0
assembly and welding of condenser neck structure | 0
welding of condenser to lp turbine mag20 | 0
stg condenser fdn prep work (sole pl, temp bm base, fdn rail, cond sump) | 0
weld piece sx24 to 25 intake pipe | 0
seal welding terminal box | 0
welding crossover expansion bellows | 0
assembling and welding of the condenser neck structure on bypass steam region mag20 | 0
fitting of condenser to lp turbine | 0
installing and wedling of seismic tie down | 0
set r2 assembly on base ring, fit and weld | 0
weldout condenser to sump | 0
weld piece 21 to 22 intake pipe | 0
installing and welding of seismic tie-downs mag20 | 0
assembly and welding of condenser neck | 0
seal weld leak scr floor column l both sides unit 1a | 0